## ranking
rank | family | metric | n | rho | tau | tau[set=2MW] | tau[chip=H100] | tau[chip=B200] | tau_worst_subset | tau[set=norm]
1 | C | C_sqrt(mean^2+0.5var) | 64 | 0.9938 | 0.9554 | 0.996 | 0.9516 | 0.9677 | 0.8427 | 0.8427
2 | B | B_power_mean_k1.5 | 64 | 0.9925 | 0.9514 | 0.996 | 0.9476 | 0.9637 | 0.8306 | 0.8306
3 | C | C_sqrt(mean^2+0.25var) | 64 | 0.9864 | 0.9335 | 0.9879 | 0.9476 | 0.9153 | 0.8427 | 0.8427
4 | B | B_power_mean_k2 | 64 | 0.9837 | 0.9256 | 0.9798 | 0.9476 | 0.9153 | 0.8427 | 0.8427
5 | H | H_exp_rms_peak_tau300s | 64 | 0.9835 | 0.9236 | 0.9556 | 0.9435 | 0.8992 | 0.8589 | 0.8589
6 | F | F_p95_rms_600s | 64 | 0.984 | 0.9206 | 0.9476 | 0.9476 | 0.9153 | 0.8387 | 0.8387
7 | C | C_mean+0.5std | 64 | 0.9833 | 0.9206 | 0.9476 | 0.9516 | 0.9153 | 0.8427 | 0.8427
8 | F | F_max_rms_600s | 64 | 0.9837 | 0.9196 | 0.9476 | 0.9435 | 0.9153 | 0.8347 | 0.8347
9 | F | F_max_rms_300s | 64 | 0.9824 | 0.9167 | 0.9516 | 0.9355 | 0.9113 | 0.8306 | 0.8306
10 | F | F_p95_rms_300s | 64 | 0.9824 | 0.9167 | 0.9476 | 0.9355 | 0.9073 | 0.8387 | 0.8387
11 | H | H_exp_rms_peak_tau180s | 64 | 0.981 | 0.9167 | 0.9435 | 0.9435 | 0.8952 | 0.8548 | 0.8548
12 | B | B_power_mean_k2.5 | 64 | 0.9782 | 0.9077 | 0.9153 | 0.9315 | 0.9032 | 0.8629 | 0.8629
13 | F | F_p95_rms_180s | 64 | 0.9781 | 0.9008 | 0.9395 | 0.9274 | 0.8992 | 0.8065 | 0.8065
14 | F | F_max_rms_180s | 64 | 0.9753 | 0.8929 | 0.9315 | 0.9153 | 0.8911 | 0.8065 | 0.8065
15 | F | F_p95_rms_60s | 64 | 0.9743 | 0.8909 | 0.9153 | 0.9073 | 0.8992 | 0.8105 | 0.8105
16 | F | F_max_rms_60s | 64 | 0.9728 | 0.8869 | 0.9113 | 0.9113 | 0.8831 | 0.7984 | 0.7984
17 | F | F_p95_rms_120s | 64 | 0.9718 | 0.8839 | 0.9234 | 0.8952 | 0.8871 | 0.7863 | 0.7863
18 | F | F_max_rms_120s | 64 | 0.9723 | 0.8829 | 0.9234 | 0.8952 | 0.8831 | 0.7863 | 0.7863
19 | C | C_sqrt(mean^2+2var) | 64 | 0.9699 | 0.881 | 0.8952 | 0.8871 | 0.8871 | 0.8427 | 0.8427
20 | H | H_exp_rms_peak_tau60s | 64 | 0.9681 | 0.879 | 0.9194 | 0.879 | 0.8952 | 0.8226 | 0.8226
21 | B | B_power_mean_k3 | 64 | 0.9651 | 0.871 | 0.8911 | 0.8871 | 0.875 | 0.871 | 0.871
22 | C | C_mean+1std | 64 | 0.9652 | 0.8631 | 0.871 | 0.8669 | 0.875 | 0.8427 | 0.8427
23 | E | E_mean_of_top_50pct | 64 | 0.965 | 0.8552 | 0.871 | 0.879 | 0.8065 | 0.7419 | 0.7419
24 | J | J_mean_x_max | 64 | 0.9508 | 0.8472 | 0.875 | 0.875 | 0.8226 | 0.8226 | 0.879
25 | H | H_exp_rms_peak_tau30s | 64 | 0.9342 | 0.8373 | 0.871 | 0.8508 | 0.8589 | 0.8185 | 0.8185
26 | D | D_energy_above_40pct_rating_MWh | 64 | 0.9453 | 0.8335 | 0.8918 | 0.8554 | 0.8387 | 0.8226 | 0.8226
27 | E | E_mean+upper_semi_std | 64 | 0.9404 | 0.8214 | 0.8508 | 0.8226 | 0.8266 | 0.8226 | 0.879
28 | F | F_max_rms_30s | 64 | 0.9128 | 0.8115 | 0.875 | 0.8226 | 0.8427 | 0.7702 | 0.7702
29 | F | F_p95_rms_30s | 64 | 0.9103 | 0.8115 | 0.8629 | 0.8185 | 0.8468 | 0.7742 | 0.7742
30 | H | H_exp_peak_tau60s | 64 | 0.9213 | 0.8095 | 0.9637 | 0.8669 | 0.7298 | 0.3629 | 0.3629
31 | H | H_exp_peak_tau30s | 64 | 0.9197 | 0.8085 | 0.9435 | 0.8266 | 0.75 | 0.4879 | 0.4879
32 | J | J_rms+0.5swing | 64 | 0.9334 | 0.8056 | 0.8589 | 0.8145 | 0.8266 | 0.7984 | 0.7984
33 | B | B_power_mean_k4 | 64 | 0.9256 | 0.8026 | 0.8508 | 0.8145 | 0.8105 | 0.8105 | 0.875
34 | F | F_max_avg_60s | 64 | 0.9066 | 0.7976 | 0.9677 | 0.8468 | 0.6815 | 0.3145 | 0.3145
35 | F | F_max_avg_120s | 64 | 0.9071 | 0.7946 | 0.9758 | 0.8508 | 0.7016 | 0.2944 | 0.2944
36 | H | H_exp_peak_tau300s | 64 | 0.9071 | 0.7937 | 0.9758 | 0.9032 | 0.6613 | 0.3589 | 0.3589
37 | F | F_max_avg_180s | 64 | 0.9068 | 0.7887 | 0.9758 | 0.8468 | 0.7177 | 0.2621 | 0.2621
38 | H | H_exp_peak_tau180s | 64 | 0.9053 | 0.7887 | 0.9758 | 0.8831 | 0.6815 | 0.3266 | 0.3266
39 | J | J_rms_x_max | 64 | 0.9107 | 0.7798 | 0.8185 | 0.8024 | 0.7984 | 0.7984 | 0.9113
40 | J | J_rms_x_P95 | 64 | 0.9067 | 0.7738 | 0.8145 | 0.7944 | 0.7863 | 0.7863 | 0.9153
41 | C | C_sqrt(mean^2+4var) | 64 | 0.9136 | 0.7728 | 0.8065 | 0.75 | 0.8065 | 0.75 | 0.8427
42 | A | A_mean | 64 | 0.8652 | 0.7612 | 0.9718 | 0.7429 | 0.7678 | 0.7429
43 | A | A_energy_MWh | 64 | 0.8652 | 0.7612 | 0.9718 | 0.7429 | 0.7678 | 0.7429
44 | H | H_exp_rms_peak_tau10s | 64 | 0.8822 | 0.755 | 0.7661 | 0.7218 | 0.8024 | 0.7218 | 0.7944
45 | C | C_mean+2std | 64 | 0.9046 | 0.754 | 0.7903 | 0.7258 | 0.7944 | 0.7258 | 0.8427
46 | H | H_exp_peak_tau10s | 64 | 0.8772 | 0.751 | 0.8266 | 0.754 | 0.7621 | 0.621 | 0.621
47 | J | J_rms_x_(1+cv) | 64 | 0.8963 | 0.745 | 0.7863 | 0.7137 | 0.7823 | 0.7137 | 0.8427
48 | D | D_energy_above_50pct_rating_MWh | 64 | 0.8769 | 0.7418 | 0.8391 | 0.7514 | 0.7583 | 0.7514 | 0.8601
49 | D | D_energy_above_25pct_rating_MWh | 64 | 0.8565 | 0.7391 | 0.9556 | 0.7944 | 0.6734 | 0.1613 | 0.1613
50 | J | J_rms_x_swing | 64 | 0.8915 | 0.7371 | 0.8065 | 0.7137 | 0.7782 | 0.7137 | 0.754
51 | B | B_power_mean_k6 | 64 | 0.8776 | 0.7351 | 0.8065 | 0.7581 | 0.746 | 0.746 | 0.8992
52 | F | F_max_avg_600s | 64 | 0.8636 | 0.7331 | 0.9677 | 0.8024 | 0.6532 | 0.1331 | 0.1331
53 | F | F_max_avg_300s | 64 | 0.8624 | 0.7272 | 0.9637 | 0.7984 | 0.6573 | 0.1048 | 0.1048
54 | F | F_p95_rms_10s | 64 | 0.8391 | 0.7133 | 0.7581 | 0.7056 | 0.7702 | 0.6815 | 0.6815
55 | F | F_max_avg_30s | 64 | 0.8468 | 0.7083 | 0.9032 | 0.7379 | 0.6653 | 0.3387 | 0.3387
56 | C | C_mean+3std | 64 | 0.8615 | 0.7004 | 0.7218 | 0.6774 | 0.7581 | 0.6774 | 0.8427
57 | F | F_max_rms_10s | 64 | 0.8335 | 0.7004 | 0.7581 | 0.6895 | 0.754 | 0.6371 | 0.6371
58 | D | D_P75 | 64 | 0.8403 | 0.6994 | 0.7742 | 0.6815 | 0.7137 | 0.6734 | 0.6734
59 | D | D_time_above_60pct_rating | 64 | 0.8323 | 0.6968 | 0.8207 | 0.7384 | 0.66 | 0.653 | 0.653
60 | B | B_power_mean_k8 | 64 | 0.8401 | 0.6954 | 0.746 | 0.7339 | 0.7137 | 0.7137 | 0.9073
61 | C | C_sqrt(mean^2+8var) | 64 | 0.8279 | 0.6706 | 0.6976 | 0.6411 | 0.7379 | 0.6411 | 0.8427
62 | H | H_exp_peak_tau3s | 64 | 0.8164 | 0.6696 | 0.7137 | 0.6855 | 0.6613 | 0.6613 | 0.754
63 | F | F_max_rms_5s | 64 | 0.8148 | 0.6488 | 0.6976 | 0.6492 | 0.6653 | 0.6492 | 0.7258
64 | F | F_p95_rms_5s | 64 | 0.7987 | 0.6488 | 0.6935 | 0.6452 | 0.6532 | 0.6452 | 0.7581
65 | F | F_max_avg_5s | 64 | 0.8079 | 0.6458 | 0.6935 | 0.6371 | 0.6411 | 0.6371 | 0.6573
66 | H | H_exp_rms_peak_tau3s | 64 | 0.8069 | 0.6458 | 0.6694 | 0.6653 | 0.6331 | 0.6331 | 0.8185
67 | E | E_mean_of_top_25pct | 64 | 0.8056 | 0.6458 | 0.6935 | 0.6613 | 0.6492 | 0.6492 | 0.8871
68 | D | D_energy_above_60pct_rating_MWh | 64 | 0.7915 | 0.6409 | 0.7286 | 0.5964 | 0.7181 | 0.5964 | 0.8151
69 | A | A_max | 64 | 0.7819 | 0.6257 | 0.6774 | 0.6573 | 0.6452 | 0.6452 | 0.879
70 | I | I_swing1s_max_x_rms | 64 | 0.7805 | 0.624 | 0.6815 | 0.621 | 0.6694 | 0.621 | 0.875
71 | F | F_max_avg_0.1s | 64 | 0.7813 | 0.621 | 0.6734 | 0.6573 | 0.6331 | 0.6331 | 0.8669
72 | F | F_max_rms_0.1s | 64 | 0.7813 | 0.621 | 0.6734 | 0.6573 | 0.6331 | 0.6331 | 0.8669
73 | D | D_time_above_50pct_rating | 64 | 0.8129 | 0.6206 | 0.7862 | 0.6818 | 0.5763 | 0.2312 | 0.2312
74 | H | H_exp_peak_tau1s | 64 | 0.7867 | 0.619 | 0.6976 | 0.6613 | 0.6089 | 0.6089 | 0.8589
75 | G | G_sustained_peak_0.2s | 64 | 0.7772 | 0.6171 | 0.6653 | 0.6411 | 0.6371 | 0.6371 | 0.8669
76 | D | D_P99.9 | 64 | 0.7751 | 0.6151 | 0.6734 | 0.6411 | 0.6371 | 0.6371 | 0.8589
77 | H | H_exp_rms_peak_tau1s | 64 | 0.7797 | 0.6141 | 0.6815 | 0.6452 | 0.6129 | 0.6129 | 0.8548
78 | F | F_max_avg_1s | 64 | 0.7685 | 0.6121 | 0.6613 | 0.6411 | 0.6331 | 0.6331 | 0.871
79 | F | F_max_rms_1s | 64 | 0.7685 | 0.6121 | 0.6613 | 0.6411 | 0.6331 | 0.6331 | 0.871
80 | E | E_mean_of_top_10pct | 64 | 0.7637 | 0.6121 | 0.6613 | 0.6371 | 0.621 | 0.621 | 0.879
81 | I | I_max_change_1s | 64 | 0.7923 | 0.6111 | 0.6815 | 0.5927 | 0.6815 | 0.5927 | 0.7419
82 | E | E_mean_of_top_1pct | 64 | 0.7681 | 0.6111 | 0.6573 | 0.6371 | 0.6371 | 0.6371 | 0.8629
83 | E | E_mean_of_top_5pct | 64 | 0.7649 | 0.6111 | 0.6573 | 0.6411 | 0.6169 | 0.6169 | 0.875
84 | G | G_sustained_peak_1s | 64 | 0.7627 | 0.6111 | 0.6653 | 0.6452 | 0.625 | 0.625 | 0.8871
85 | D | D_P90 | 64 | 0.7599 | 0.6111 | 0.6492 | 0.6411 | 0.625 | 0.625 | 0.8911
86 | F | F_p95_rms_0.1s | 64 | 0.7629 | 0.6101 | 0.6573 | 0.6331 | 0.621 | 0.621 | 0.879
87 | D | D_P99 | 64 | 0.7642 | 0.6091 | 0.6613 | 0.6411 | 0.6129 | 0.6129 | 0.871
88 | D | D_P95 | 64 | 0.7628 | 0.6091 | 0.6573 | 0.6331 | 0.6169 | 0.6169 | 0.875
89 | F | F_p95_rms_1s | 64 | 0.7512 | 0.6012 | 0.6532 | 0.629 | 0.6129 | 0.6129 | 0.875
90 | I | I_max_minus_min | 64 | 0.782 | 0.5992 | 0.6734 | 0.6008 | 0.6613 | 0.6008 | 0.7379
91 | I | I_swing1s_max | 64 | 0.7759 | 0.5982 | 0.6532 | 0.5847 | 0.6815 | 0.5847 | 0.7419
92 | I | I_max_change_60s | 64 | 0.7814 | 0.5952 | 0.6694 | 0.5968 | 0.6532 | 0.5968 | 0.7298
93 | I | I_max_change_5s | 64 | 0.7845 | 0.5933 | 0.6653 | 0.5887 | 0.6452 | 0.5887 | 0.7177
94 | F | F_max_avg_10s | 64 | 0.7538 | 0.5913 | 0.7581 | 0.6129 | 0.5968 | 0.2258 | 0.2258
95 | I | I_swing_p95_p05 | 64 | 0.7567 | 0.5804 | 0.6331 | 0.5766 | 0.6411 | 0.5766 | 0.75
96 | K | K_ramp_p99_MW_per_s | 64 | 0.7317 | 0.5575 | 0.6613 | 0.5726 | 0.504 | 0.4395 | 0.4395
97 | I | I_max_change_0.1s | 64 | 0.7206 | 0.5476 | 0.5202 | 0.5121 | 0.6008 | 0.5121 | 0.6331
98 | A | A_median | 64 | 0.6599 | 0.5208 | 0.8508 | 0.5282 | 0.4718 | -0.3589 | -0.3589
99 | D | D_P50 | 64 | 0.6599 | 0.5208 | 0.8508 | 0.5282 | 0.4718 | -0.3589 | -0.3589
100 | G | G_sustained_peak_5s | 64 | 0.6419 | 0.4931 | 0.5968 | 0.5403 | 0.4758 | 0.2581 | 0.2581
101 | B | B_power_mean_k0.5 | 64 | 0.6821 | 0.4841 | 0.9476 | 0.5323 | 0.3952 | -0.754 | -0.754
102 | D | D_time_above_75pct_rating | 64 | 0.5861 | 0.4821 | 0.5493 | 0.2315 | 0.6484 | 0.2315 | 0.6115
103 | D | D_energy_above_75pct_rating_MWh | 64 | 0.5902 | 0.4807 | 0.5442 | 0.248 | 0.6345 | 0.248 | 0.6599
104 | C | C_std | 64 | 0.5904 | 0.4454 | 0.3347 | 0.3468 | 0.5081 | 0.3347 | 0.8427
105 | I | I_swing1s_mean | 64 | 0.5371 | 0.3869 | 0.496 | 0.3911 | 0.3508 | 0.0363 | 0.0363
106 | G | G_sustained_peak_180s | 64 | 0.5313 | 0.3671 | 0.6129 | 0.3306 | 0.4637 | 0.3306 | 0.5081
107 | G | G_sustained_peak_60s | 64 | 0.494 | 0.3462 | 0.6048 | 0.3347 | 0.4153 | 0.3347 | 0.4355
108 | A | A_min | 64 | 0.4761 | 0.3115 | 0.5282 | 0.2621 | 0.371 | 0.2621 | 0.5081
109 | D | D_time_above_40pct_rating | 64 | 0.4951 | 0.2964 | 0.7058 | 0.4388 | 0.1694 | -0.8145 | -0.8145
110 | G | G_sustained_peak_30s | 64 | 0.3484 | 0.2669 | 0.496 | 0.2581 | 0.3468 | 0.2581 | 0.3669
111 | E | E_upper_semi_std | 64 | 0.3086 | 0.246 | 0 | 0.1694 | 0.246 | 0 | 0.879
112 | D | D_time_above_25pct_rating | 64 | 0.321 | 0.194 | 0.5887 | 0.2967 | 0.1774 | -0.6492 | -0.6492
113 | K | K_transitions_per_h | 64 | 0.1774 | 0.1253 | 0.1616 | 0.0697 | 0.1571 | 0.0525 | 0.0525
114 | K | K_duty_above_mid_pct | 64 | 0.1237 | 0.042 | 0.4395 | 0.1353 | 0.0205 | -0.8266 | -0.8266
115 | C | C_kurtosis | 64 | 0.0137 | 0.0144 | 0.2661 | 0.1538 | -0.0868 | -0.4355 | -0.4355
116 | C | C_cv | 64 | -0.0665 | 0.0005 | -0.375 | -0.0569 | 0.0344 | -0.375 | 0.8427
117 | K | K_peak_to_mean | 64 | -0.1055 | -0.0239 | -0.4355 | -0.0991 | 0.0101 | -0.4355 | 0.879
118 | C | C_skewness | 64 | -0.1228 | -0.0471 | -0.4556 | -0.129 | -0.0383 | -0.4556 | 0.8185

## metric_values
| A_mean | A_median | A_min | A_max | A_energy_MWh | B_power_mean_k0.5 | B_power_mean_k1.5 | B_power_mean_k2 | B_power_mean_k2.5 | B_power_mean_k3 | B_power_mean_k4 | B_power_mean_k6 | B_power_mean_k8 | C_std | C_cv | C_skewness | C_kurtosis | C_sqrt(mean^2+0.25var) | C_sqrt(mean^2+0.5var) | C_sqrt(mean^2+2var) | C_sqrt(mean^2+4var) | C_sqrt(mean^2+8var) | C_mean+0.5std | C_mean+1std | C_mean+2std | C_mean+3std | D_P50 | D_P75 | D_P90 | D_P95 | D_P99 | D_P99.9 | D_time_above_25pct_rating | D_energy_above_25pct_rating_MWh | D_time_above_40pct_rating | D_energy_above_40pct_rating_MWh | D_time_above_50pct_rating | D_energy_above_50pct_rating_MWh | D_time_above_60pct_rating | D_energy_above_60pct_rating_MWh | D_time_above_75pct_rating | D_energy_above_75pct_rating_MWh | E_mean_of_top_1pct | E_mean_of_top_5pct | E_mean_of_top_10pct | E_mean_of_top_25pct | E_mean_of_top_50pct | E_upper_semi_std | E_mean+upper_semi_std | F_max_avg_0.1s | F_max_rms_0.1s | F_p95_rms_0.1s | F_max_avg_1s | F_max_rms_1s | F_p95_rms_1s | F_max_avg_5s | F_max_rms_5s | F_p95_rms_5s | F_max_avg_10s | F_max_rms_10s | F_p95_rms_10s | F_max_avg_30s | F_max_rms_30s | F_p95_rms_30s | F_max_avg_60s | F_max_rms_60s | F_p95_rms_60s | F_max_avg_120s | F_max_rms_120s | F_p95_rms_120s | F_max_avg_180s | F_max_rms_180s | F_p95_rms_180s | F_max_avg_300s | F_max_rms_300s | F_p95_rms_300s | F_max_avg_600s | F_max_rms_600s | F_p95_rms_600s | G_sustained_peak_0.2s | G_sustained_peak_1s | G_sustained_peak_5s | G_sustained_peak_30s | G_sustained_peak_60s | G_sustained_peak_180s | H_exp_peak_tau1s | H_exp_rms_peak_tau1s | H_exp_peak_tau3s | H_exp_rms_peak_tau3s | H_exp_peak_tau10s | H_exp_rms_peak_tau10s | H_exp_peak_tau30s | H_exp_rms_peak_tau30s | H_exp_peak_tau60s | H_exp_rms_peak_tau60s | H_exp_peak_tau180s | H_exp_rms_peak_tau180s | H_exp_peak_tau300s | H_exp_rms_peak_tau300s | I_swing_p95_p05 | I_max_minus_min | I_max_change_0.1s | I_max_change_1s | I_max_change_5s | I_max_change_60s | I_swing1s_max | I_swing1s_mean | I_swing1s_max_x_rms | J_rms_x_(1+cv) | J_mean_x_max | J_rms_x_max | J_rms_x_swing | J_rms+0.5swing | J_rms_x_P95 | K_duty_above_mid_pct | K_transitions_per_h | K_peak_to_mean | K_ramp_p99_MW_per_s | normal_damage | set | chip
norm ¦ Image_H100_BatchSize_128 | 0.8033 | 0.46243 | 0.45403 | 1.5502 | 0.20083 | 0.74527 | 0.86371 | 0.92258 | 0.97699 | 1.0255 | 1.104 | 1.2054 | 1.2647 | 0.4537 | 0.5648 | 0.68427 | -1.4222 | 0.83472 | 0.865 | 1.0281 | 1.2119 | 1.514 | 1.0302 | 1.257 | 1.7107 | 2.1644 | 0.46243 | 1.4176 | 1.4892 | 1.5062 | 1.5297 | 1.5444 | 40.32 | 0.081627 | 36.1222 | 0.053014 | 33.4267 | 0.035629 | 30.8089 | 0.019561 | 7.0844 | 0.00026523 | 1.5369 | 1.5199 | 1.5092 | 1.48 | 1.1488 | 0.3668 | 1.1701 | 1.5492 | 1.5492 | 1.5061 | 1.5458 | 1.5458 | 1.5023 | 1.4812 | 1.4851 | 1.4231 | 1.011 | 1.1225 | 1.115 | 0.82641 | 0.95284 | 0.94806 | 0.82562 | 0.95009 | 0.94797 | 0.82529 | 0.94786 | 0.94471 | 0.82481 | 0.94605 | 0.94037 | 0.80659 | 0.92664 | 0.92649 | 0.80624 | 0.92584 | 0.92556 | 1.548 | 1.5402 | 1.2665 | 0.45733 | 0.45657 | 0.45589 | 1.5284 | 1.5318 | 1.3163 | 1.3771 | 0.99514 | 1.1146 | 0.87412 | 0.99885 | 0.83968 | 0.96307 | 0.8095 | 0.93262 | 0.76828 | 0.90603 | 1.0506 | 1.0961 | 0.15889 | 1.0322 | 1.0942 | 1.0943 | 0.91442 | 0.12199 | 0.97698 | 1.4436 | 1.2453 | 1.4302 | 0.96922 | 1.4479 | 1.3896 | 33.7089 | 464 | 1.9298 | 2.0626 | 1.4803e-05 | norm | H100
norm ¦ Image_H100_BatchSize_256 | 0.8033 | 0.54829 | 0.47097 | 1.215 | 0.20083 | 0.76702 | 0.83884 | 0.87233 | 0.90289 | 0.93017 | 0.97505 | 1.0346 | 1.0699 | 0.34008 | 0.42335 | 0.19646 | -1.8898 | 0.8211 | 0.83853 | 0.93627 | 1.0526 | 1.2532 | 0.97334 | 1.1434 | 1.4835 | 1.8235 | 0.54829 | 1.1932 | 1.2002 | 1.2035 | 1.2084 | 1.2121 | 55.2467 | 0.078171 | 45.7756 | 0.041862 | 42.4533 | 0.019833 | 10.3067 | 0.00010229 | 0 | 0 | 1.21 | 1.2065 | 1.2041 | 1.1996 | 1.1237 | 0.25151 | 1.0548 | 1.2145 | 1.2145 | 1.2033 | 1.2106 | 1.2106 | 1.2022 | 1.2063 | 1.2063 | 1.1974 | 1.084 | 1.1073 | 1.0982 | 0.88213 | 0.94532 | 0.94143 | 0.85432 | 0.92117 | 0.91231 | 0.8296 | 0.89766 | 0.89623 | 0.81402 | 0.88302 | 0.88163 | 0.81916 | 0.88744 | 0.88499 | 0.80859 | 0.87714 | 0.876 | 1.2122 | 1.2063 | 1.1992 | 0.47716 | 0.47562 | 0.47408 | 1.2074 | 1.2075 | 1.1527 | 1.1663 | 0.96131 | 1.0154 | 0.86278 | 0.92871 | 0.83372 | 0.90197 | 0.80704 | 0.87871 | 0.76624 | 0.85435 | 0.72885 | 0.74406 | 0.11591 | 0.67581 | 0.73686 | 0.74183 | 0.60947 | 0.074024 | 0.54231 | 1.2416 | 0.97603 | 1.0599 | 0.63579 | 1.2368 | 1.0498 | 45.1533 | 396 | 1.5125 | 1.3795 | 1.2025e-05 | norm | H100
norm ¦ Image_H100_BatchSize_512 | 0.8033 | 0.47451 | 0.44914 | 2 | 0.20083 | 0.73895 | 0.87491 | 0.94937 | 1.0224 | 1.091 | 1.2101 | 1.3818 | 1.4943 | 0.50597 | 0.62985 | 1.2611 | 0.23314 | 0.8422 | 0.87937 | 1.0758 | 1.292 | 1.6411 | 1.0563 | 1.3093 | 1.8152 | 2.3212 | 0.47451 | 1.1789 | 1.8808 | 1.9658 | 1.9862 | 1.9953 | 43.7578 | 0.081333 | 33.6089 | 0.053747 | 31.1667 | 0.037557 | 19.24 | 0.023124 | 12.7 | 0.012806 | 1.9906 | 1.9786 | 1.9607 | 1.5674 | 1.1487 | 0.42998 | 1.2333 | 1.9991 | 1.9991 | 1.9662 | 1.9843 | 1.9843 | 1.9597 | 1.5594 | 1.5812 | 1.5665 | 1.0314 | 1.1726 | 1.1624 | 0.92103 | 1.1252 | 1.0895 | 0.88623 | 1.0765 | 1.0698 | 0.84507 | 1.0325 | 1.0312 | 0.8317 | 1.0166 | 1.0159 | 0.83372 | 1.0221 | 1.0214 | 0.81951 | 0.99778 | 0.99363 | 1.9817 | 1.9654 | 1.1675 | 0.45673 | 0.45632 | 0.45511 | 1.8848 | 1.9117 | 1.4304 | 1.5757 | 1.0211 | 1.2171 | 0.88686 | 1.0825 | 0.85408 | 1.0472 | 0.8249 | 1.0131 | 0.78147 | 0.9746 | 1.5114 | 1.5509 | 1.1307 | 1.4284 | 1.5448 | 1.5467 | 1.3213 | 0.15689 | 1.8199 | 1.5473 | 1.6066 | 1.8987 | 1.4348 | 1.705 | 1.8662 | 16.4356 | 1568 | 2.4897 | 2.742 | 1.9527e-05 | norm | H100
norm ¦ Image_H100_ImageSize_16 | 0.8033 | 0.57594 | 0.56126 | 1.3142 | 0.20083 | 0.77657 | 0.83137 | 0.85991 | 0.88807 | 0.9151 | 0.96395 | 1.0378 | 1.0864 | 0.30685 | 0.38198 | 0.72847 | -1.326 | 0.81782 | 0.83209 | 0.91302 | 1.0109 | 1.1826 | 0.95673 | 1.1102 | 1.417 | 1.7238 | 0.57594 | 1.2011 | 1.2836 | 1.2932 | 1.3029 | 1.3077 | 100 | 0.075826 | 35.9622 | 0.035567 | 31.0578 | 0.018817 | 25.0311 | 0.0046884 | 0 | 0 | 1.3052 | 1.2992 | 1.2938 | 1.275 | 1.0348 | 0.24931 | 1.0526 | 1.3126 | 1.3126 | 1.2931 | 1.3058 | 1.3058 | 1.2892 | 1.1386 | 1.1611 | 1.1483 | 0.85931 | 0.91589 | 0.91318 | 0.85692 | 0.91351 | 0.91093 | 0.81309 | 0.87105 | 0.86621 | 0.81021 | 0.86763 | 0.86474 | 0.80765 | 0.86452 | 0.86418 | 0.80705 | 0.86407 | 0.86399 | 0.80678 | 0.86364 | 0.8636 | 1.3106 | 1.3006 | 0.76989 | 0.57131 | 0.57085 | 0.57004 | 1.2745 | 1.2802 | 1.0862 | 1.1285 | 0.89981 | 0.95912 | 0.83817 | 0.89677 | 0.82259 | 0.88034 | 0.80586 | 0.8655 | 0.76773 | 0.84365 | 0.72392 | 0.75295 | 0.14164 | 0.70996 | 0.74229 | 0.74469 | 0.63301 | 0.10935 | 0.62275 | 1.1884 | 1.0557 | 1.1301 | 0.62251 | 1.2219 | 1.1121 | 32.7044 | 596 | 1.636 | 1.3695 | 1.2524e-05 | norm | H100
norm ¦ Image_H100_ImageSize_64 | 0.8033 | 1.0941 | 0.24342 | 1.1303 | 0.20083 | 0.74187 | 0.85311 | 0.89208 | 0.92226 | 0.94573 | 0.979 | 1.0164 | 1.0366 | 0.38796 | 0.48295 | -0.60328 | -1.5586 | 0.82639 | 0.84885 | 0.97279 | 1.1168 | 1.3599 | 0.99728 | 1.1913 | 1.5792 | 1.9672 | 1.0941 | 1.1058 | 1.1127 | 1.1169 | 1.123 | 1.1275 | 66.6822 | 0.094871 | 62.9956 | 0.046266 | 60.4356 | 0.015396 | 0 | 0 | 0 | 0 | 1.1251 | 1.1206 | 1.1176 | 1.1124 | 1.1064 | 0.23311 | 1.0364 | 1.1292 | 1.1292 | 1.1163 | 1.1228 | 1.1228 | 1.1153 | 1.1199 | 1.1199 | 1.113 | 1.1183 | 1.1183 | 1.1052 | 0.90348 | 0.97049 | 0.96073 | 0.86315 | 0.93934 | 0.9304 | 0.84725 | 0.92796 | 0.91672 | 0.81949 | 0.90521 | 0.904 | 0.82028 | 0.90599 | 0.90225 | 0.81264 | 0.90008 | 0.89872 | 1.1202 | 1.117 | 1.1098 | 0.25195 | 0.25167 | 0.25018 | 1.1212 | 1.1213 | 1.1108 | 1.1138 | 0.98614 | 1.0294 | 0.87532 | 0.94822 | 0.84036 | 0.92065 | 0.80761 | 0.89693 | 0.76727 | 0.87243 | 0.87041 | 0.88684 | 0.13645 | 0.83858 | 0.87673 | 0.88074 | 0.75095 | 0.082163 | 0.57925 | 1.3229 | 0.90794 | 1.0083 | 0.77648 | 1.3273 | 0.99633 | 64.3933 | 348 | 1.407 | 1.5668 | 1.1761e-05 | norm | H100
norm ¦ Image_H100_ModelSize_256 | 0.8033 | 0.38582 | 0.37693 | 1.6911 | 0.20083 | 0.71099 | 0.89905 | 0.98893 | 1.0677 | 1.1341 | 1.2347 | 1.3547 | 1.4216 | 0.57679 | 0.71803 | 0.72127 | -1.4204 | 0.85351 | 0.90091 | 1.1448 | 1.4057 | 1.8185 | 1.0917 | 1.3801 | 1.9569 | 2.5337 | 0.38582 | 1.6265 | 1.6625 | 1.6691 | 1.6776 | 1.6841 | 36.2733 | 0.093905 | 34.3333 | 0.067424 | 33.1311 | 0.050571 | 31.9644 | 0.034306 | 30.0089 | 0.01105 | 1.6804 | 1.6743 | 1.67 | 1.658 | 1.225 | 0.47037 | 1.2737 | 1.6887 | 1.6887 | 1.6685 | 1.6768 | 1.6768 | 1.667 | 1.6704 | 1.6704 | 1.6586 | 1.5701 | 1.5871 | 1.5558 | 0.87919 | 1.0657 | 1.0498 | 0.87478 | 1.0614 | 1.046 | 0.86945 | 1.0557 | 1.0399 | 0.84791 | 1.0333 | 1.0286 | 0.82151 | 1.0071 | 1.0069 | 0.81218 | 0.998 | 0.99334 | 1.6738 | 1.6663 | 1.6536 | 0.37949 | 0.37939 | 0.37906 | 1.6738 | 1.6739 | 1.6002 | 1.6234 | 1.195 | 1.3353 | 0.93983 | 1.1209 | 0.8722 | 1.0568 | 0.82024 | 1.0086 | 0.7734 | 0.97596 | 1.29 | 1.3141 | 0.18074 | 1.2386 | 1.3057 | 1.3126 | 1.1209 | 0.085755 | 1.3032 | 1.699 | 1.3584 | 1.6724 | 1.2757 | 1.6339 | 1.6506 | 32.9644 | 252 | 2.1051 | 2.3061 | 1.7019e-05 | norm | H100
norm ¦ Image_H100_ModelSize_512 | 0.8033 | 0.37592 | 0.36713 | 1.9424 | 0.20083 | 0.68937 | 0.92666 | 1.0441 | 1.1467 | 1.2324 | 1.3601 | 1.5097 | 1.5919 | 0.66703 | 0.83036 | 0.94668 | -1.0777 | 0.86979 | 0.93154 | 1.239 | 1.5572 | 2.0505 | 1.1368 | 1.4703 | 2.1374 | 2.8044 | 0.37592 | 1.8446 | 1.8768 | 1.8861 | 1.896 | 1.9024 | 30.7333 | 0.097523 | 29.1956 | 0.07536 | 28.7844 | 0.060868 | 28.4444 | 0.046565 | 27.92 | 0.025416 | 1.8991 | 1.8923 | 1.8867 | 1.8735 | 1.2355 | 0.56276 | 1.3661 | 1.9049 | 1.9049 | 1.8852 | 1.8911 | 1.8911 | 1.8806 | 1.8844 | 1.8844 | 1.8787 | 1.8822 | 1.8822 | 1.8765 | 1.5356 | 1.6464 | 1.6433 | 0.95633 | 1.1943 | 1.1939 | 0.95473 | 1.1938 | 1.1928 | 0.94044 | 1.1829 | 1.1439 | 0.83831 | 1.0804 | 1.0802 | 0.8375 | 1.0796 | 1.0793 | 1.8962 | 1.8723 | 1.865 | 0.38328 | 0.37272 | 0.36764 | 1.8878 | 1.8878 | 1.8828 | 1.8832 | 1.7233 | 1.781 | 1.2381 | 1.4381 | 1.0263 | 1.2611 | 0.8675 | 1.1141 | 0.79447 | 1.0562 | 1.5181 | 1.5752 | 0.23905 | 1.419 | 1.5231 | 1.575 | 1.2595 | 0.044336 | 1.6494 | 1.9112 | 1.5603 | 2.0281 | 1.5851 | 1.8032 | 1.9693 | 28.5533 | 88 | 2.418 | 1.5689 | 2.0616e-05 | norm | H100
norm ¦ Text_H100_BatchSize2 | 0.8033 | 0.84875 | 0.3642 | 0.94546 | 0.20083 | 0.79548 | 0.80978 | 0.81517 | 0.81966 | 0.82345 | 0.82942 | 0.83731 | 0.84232 | 0.13855 | 0.17248 | -2.3594 | 4.2704 | 0.80629 | 0.80926 | 0.82686 | 0.84976 | 0.8938 | 0.87258 | 0.94186 | 1.0804 | 1.219 | 0.84875 | 0.86987 | 0.88684 | 0.89548 | 0.91162 | 0.93544 | 91.5022 | 0.078164 | 84.0711 | 0.011816 | 0 | 0 | 0 | 0 | 0 | 0 | 0.92233 | 0.9057 | 0.89827 | 0.88591 | 0.87239 | 0.053521 | 0.85683 | 0.94501 | 0.94501 | 0.89529 | 0.92675 | 0.92687 | 0.88998 | 0.88611 | 0.88624 | 0.87525 | 0.87847 | 0.87864 | 0.86999 | 0.86733 | 0.86757 | 0.86185 | 0.84355 | 0.84797 | 0.84514 | 0.8404 | 0.84494 | 0.8429 | 0.8328 | 0.83887 | 0.83813 | 0.83452 | 0.83997 | 0.83904 | 0.82906 | 0.8352 | 0.83402 | 0.93591 | 0.90423 | 0.86264 | 0.81638 | 0.37597 | 0.37511 | 0.90045 | 0.90105 | 0.88444 | 0.88475 | 0.86619 | 0.8676 | 0.84829 | 0.85148 | 0.84031 | 0.84491 | 0.80317 | 0.82348 | 0.75428 | 0.78707 | 0.5202 | 0.58125 | 0.073195 | 0.46733 | 0.56431 | 0.57069 | 0.41288 | 0.050243 | 0.26972 | 0.95576 | 0.75949 | 0.77071 | 0.42405 | 1.0753 | 0.72997 | 88.9067 | 344 | 1.177 | 0.66978 | 9.6644e-06 | norm | H100
norm ¦ Text_H100_BatchSize16 | 0.8033 | 0.90772 | 0.18971 | 1.018 | 0.20083 | 0.77989 | 0.82085 | 0.83422 | 0.84465 | 0.85298 | 0.86548 | 0.88136 | 0.89135 | 0.22501 | 0.28011 | -1.736 | 1.7545 | 0.81115 | 0.81891 | 0.86404 | 0.92077 | 1.0249 | 0.91581 | 1.0283 | 1.2533 | 1.4783 | 0.90772 | 0.93625 | 0.95704 | 0.96886 | 0.98741 | 1.0069 | 87.3933 | 0.082972 | 73.12 | 0.02188 | 0.25333 | 3.8184e-06 | 0 | 0 | 0 | 0 | 0.99533 | 0.97998 | 0.97141 | 0.95593 | 0.93939 | 0.10437 | 0.90768 | 1.0169 | 1.0169 | 0.96854 | 0.99782 | 0.99789 | 0.96211 | 0.96573 | 0.96594 | 0.93857 | 0.91648 | 0.9194 | 0.90552 | 0.82923 | 0.85645 | 0.85131 | 0.82427 | 0.85088 | 0.84809 | 0.81061 | 0.84023 | 0.83835 | 0.81169 | 0.8408 | 0.83843 | 0.80857 | 0.83841 | 0.83676 | 0.8045 | 0.83524 | 0.83487 | 1.0073 | 0.97662 | 0.92369 | 0.19628 | 0.19592 | 0.19568 | 0.97395 | 0.97457 | 0.93624 | 0.94224 | 0.85969 | 0.88197 | 0.82463 | 0.85225 | 0.81417 | 0.84388 | 0.79906 | 0.83242 | 0.76359 | 0.81337 | 0.77198 | 0.82828 | 0.12383 | 0.78922 | 0.82273 | 0.82536 | 0.68357 | 0.15539 | 0.46108 | 1.0679 | 0.81776 | 0.84923 | 0.644 | 1.2202 | 0.80825 | 85.6422 | 544 | 1.2673 | 1.7046 | 1.0397e-05 | norm | H100
norm ¦ Text_H100_BatchSize32 | 0.8033 | 0.89275 | 0.18458 | 0.99716 | 0.20083 | 0.78203 | 0.81903 | 0.83091 | 0.84011 | 0.84744 | 0.8584 | 0.87236 | 0.88123 | 0.2124 | 0.2644 | -1.9314 | 2.5645 | 0.81029 | 0.81722 | 0.85763 | 0.90871 | 1.0031 | 0.9095 | 1.0157 | 1.2281 | 1.4405 | 0.89275 | 0.92455 | 0.94557 | 0.95621 | 0.97295 | 0.98553 | 88.7044 | 0.082387 | 74.8333 | 0.019864 | 0 | 0 | 0 | 0 | 0 | 0 | 0.97912 | 0.96636 | 0.95847 | 0.94403 | 0.92657 | 0.094328 | 0.89763 | 0.99455 | 0.99455 | 0.95575 | 0.97111 | 0.97117 | 0.94584 | 0.93981 | 0.93997 | 0.92553 | 0.90926 | 0.91179 | 0.89288 | 0.82347 | 0.85107 | 0.84252 | 0.81858 | 0.84556 | 0.84034 | 0.81241 | 0.83903 | 0.83674 | 0.81048 | 0.83705 | 0.83532 | 0.80754 | 0.83442 | 0.83321 | 0.80511 | 0.83239 | 0.83209 | 0.9851 | 0.95841 | 0.89718 | 0.18863 | 0.18817 | 0.18793 | 0.9616 | 0.96205 | 0.91855 | 0.92431 | 0.85373 | 0.87152 | 0.82472 | 0.84879 | 0.81375 | 0.83997 | 0.80081 | 0.83024 | 0.76437 | 0.81102 | 0.76581 | 0.81257 | 0.13691 | 0.78255 | 0.80918 | 0.80918 | 0.69131 | 0.15417 | 0.44438 | 1.0506 | 0.80102 | 0.82855 | 0.63632 | 1.2138 | 0.79452 | 87.36 | 500 | 1.2413 | 1.7553 | 1.0419e-05 | norm | H100
norm ¦ Text_H100_Deepspeedds_z1 | 0.8033 | 0.88597 | 0.1985 | 1.1511 | 0.20083 | 0.7638 | 0.83471 | 0.85978 | 0.88011 | 0.89693 | 0.92329 | 0.95929 | 0.98361 | 0.30648 | 0.38152 | -0.80481 | -0.61248 | 0.81779 | 0.83202 | 0.91277 | 1.0104 | 1.1818 | 0.95654 | 1.1098 | 1.4163 | 1.7227 | 0.88597 | 1.075 | 1.1237 | 1.1287 | 1.137 | 1.1419 | 80.4333 | 0.086924 | 61.64 | 0.032049 | 34.1133 | 0.0081541 | 0 | 0 | 0 | 0 | 1.1392 | 1.1336 | 1.1298 | 1.1168 | 1.0463 | 0.18191 | 0.98521 | 1.1485 | 1.1485 | 1.1282 | 1.125 | 1.1252 | 1.1011 | 1.0571 | 1.0596 | 1.0081 | 0.95962 | 0.97365 | 0.94901 | 0.84947 | 0.89655 | 0.88967 | 0.83983 | 0.88882 | 0.88236 | 0.82376 | 0.87662 | 0.87338 | 0.81721 | 0.87097 | 0.86909 | 0.81782 | 0.87132 | 0.87002 | 0.80956 | 0.86465 | 0.86364 | 1.1384 | 1.0901 | 0.9273 | 0.20712 | 0.20704 | 0.20626 | 1.0762 | 1.0792 | 0.99691 | 1.0127 | 0.88977 | 0.93097 | 0.84028 | 0.8904 | 0.82597 | 0.87861 | 0.79366 | 0.85405 | 0.75876 | 0.83511 | 0.92198 | 0.95263 | 0.14864 | 0.92514 | 0.94487 | 0.94487 | 0.83996 | 0.3098 | 0.64511 | 1.1878 | 0.92471 | 0.98972 | 0.7927 | 1.3208 | 0.97041 | 73.1756 | 1312 | 1.433 | 2.1882 | 1.1316e-05 | norm | H100
norm ¦ Text_H100_Deepspeedds_z2 | 0.8033 | 0.91152 | 0.19433 | 1.0446 | 0.20083 | 0.7787 | 0.8219 | 0.83616 | 0.84733 | 0.85629 | 0.86979 | 0.88704 | 0.89795 | 0.23207 | 0.2889 | -1.6245 | 1.3589 | 0.81164 | 0.81989 | 0.86776 | 0.92775 | 1.0374 | 0.91934 | 1.0354 | 1.2674 | 1.4995 | 0.91152 | 0.94535 | 0.96889 | 0.98248 | 1.0047 | 1.0262 | 86.68 | 0.083297 | 72.1733 | 0.022932 | 1.5622 | 3.8207e-05 | 0 | 0 | 0 | 0 | 1.014 | 0.99622 | 0.98571 | 0.96782 | 0.94851 | 0.11078 | 0.91409 | 1.0397 | 1.0397 | 0.98183 | 1.0157 | 1.0159 | 0.97356 | 0.97869 | 0.97898 | 0.9479 | 0.92843 | 0.93323 | 0.9111 | 0.8324 | 0.8623 | 0.85584 | 0.82598 | 0.85587 | 0.85218 | 0.81127 | 0.84353 | 0.84142 | 0.81338 | 0.84454 | 0.84302 | 0.81083 | 0.84283 | 0.84146 | 0.80529 | 0.83787 | 0.83743 | 1.0261 | 0.99061 | 0.92361 | 0.20104 | 0.20065 | 0.2003 | 0.98946 | 0.99022 | 0.94883 | 0.95512 | 0.86898 | 0.89184 | 0.82832 | 0.85869 | 0.81741 | 0.84943 | 0.80035 | 0.83492 | 0.76427 | 0.81577 | 0.78107 | 0.85022 | 0.14932 | 0.80382 | 0.84405 | 0.84412 | 0.72175 | 0.16783 | 0.48291 | 1.0777 | 0.83909 | 0.87341 | 0.65309 | 1.2267 | 0.82151 | 84.7 | 580 | 1.3003 | 1.5884 | 1.0477e-05 | norm | H100
norm ¦ Text_H100_Lamma_1B | 0.8033 | 0.81577 | 0.29308 | 1.363 | 0.20083 | 0.75237 | 0.8494 | 0.8899 | 0.92493 | 0.95505 | 1.0034 | 1.0684 | 1.1096 | 0.38291 | 0.47667 | -0.010926 | -1.5394 | 0.82581 | 0.84771 | 0.96879 | 1.1099 | 1.3484 | 0.99476 | 1.1862 | 1.5691 | 1.952 | 0.81577 | 1.2406 | 1.2915 | 1.3035 | 1.3227 | 1.341 | 70.9533 | 0.088219 | 50.88 | 0.043729 | 36.5844 | 0.021619 | 27.7156 | 0.0054666 | 0 | 0 | 1.3314 | 1.3153 | 1.3064 | 1.285 | 1.1497 | 0.27043 | 1.0737 | 1.3604 | 1.3604 | 1.303 | 1.3305 | 1.3306 | 1.2871 | 0.86172 | 0.94503 | 0.91651 | 0.8495 | 0.93233 | 0.91248 | 0.84344 | 0.92596 | 0.90876 | 0.83294 | 0.91585 | 0.90639 | 0.82741 | 0.90921 | 0.90444 | 0.82412 | 0.9059 | 0.90301 | 0.81979 | 0.90333 | 0.90157 | 0.80238 | 0.88933 | 0.88896 | 1.3438 | 1.3052 | 0.33431 | 0.3019 | 0.30152 | 0.30077 | 1.163 | 1.2017 | 0.95572 | 1.0311 | 0.8658 | 0.94594 | 0.835 | 0.91625 | 0.82143 | 0.90712 | 0.80227 | 0.8919 | 0.76435 | 0.86942 | 1.0028 | 1.0699 | 0.1881 | 1.0177 | 1.0618 | 1.063 | 0.907 | 0.35131 | 0.81957 | 1.3141 | 1.0949 | 1.2129 | 0.8924 | 1.3913 | 1.16 | 50.7711 | 1468 | 1.6967 | 2.4296 | 1.269e-05 | norm | H100
norm ¦ Text_H100_Lamma_3B | 0.8033 | 0.99464 | 0.22271 | 1.1542 | 0.20083 | 0.76008 | 0.83794 | 0.86547 | 0.8875 | 0.90536 | 0.9324 | 0.96677 | 0.98798 | 0.32209 | 0.40096 | -0.78692 | -0.93539 | 0.81929 | 0.83497 | 0.92347 | 1.0297 | 1.2146 | 0.96435 | 1.1254 | 1.4475 | 1.7696 | 0.99464 | 1.0687 | 1.0901 | 1.1009 | 1.1182 | 1.1347 | 77.0844 | 0.088545 | 57.3644 | 0.035112 | 49.6422 | 0.008424 | 0 | 0 | 0 | 0 | 1.1256 | 1.1116 | 1.1034 | 1.0886 | 1.0674 | 0.19 | 0.9933 | 1.1515 | 1.1515 | 1.1006 | 1.1257 | 1.1258 | 1.0939 | 1.0513 | 1.0549 | 1.0359 | 0.88834 | 0.93662 | 0.92137 | 0.86344 | 0.91159 | 0.90405 | 0.84165 | 0.89579 | 0.88793 | 0.83356 | 0.88791 | 0.88388 | 0.82368 | 0.88022 | 0.87944 | 0.82435 | 0.88059 | 0.87839 | 0.81827 | 0.87617 | 0.87563 | 1.1373 | 1.1061 | 0.84323 | 0.23328 | 0.23299 | 0.23201 | 1.0927 | 1.0958 | 0.97844 | 1.0108 | 0.87726 | 0.92568 | 0.84357 | 0.89765 | 0.82525 | 0.88425 | 0.80829 | 0.87171 | 0.7614 | 0.8455 | 0.86997 | 0.93151 | 0.16021 | 0.87656 | 0.92285 | 0.92296 | 0.76455 | 0.19763 | 0.5777 | 1.2125 | 0.92719 | 0.99895 | 0.75293 | 1.3005 | 0.95282 | 72.2444 | 872 | 1.4368 | 1.9544 | 1.1349e-05 | norm | H100
norm ¦ Text_H100_SeqLength_1024 | 0.8033 | 0.90756 | 0.18862 | 1.0231 | 0.20083 | 0.78022 | 0.82065 | 0.8339 | 0.84426 | 0.85256 | 0.86505 | 0.88099 | 0.89103 | 0.2238 | 0.2786 | -1.7295 | 1.7529 | 0.81106 | 0.81874 | 0.86341 | 0.91959 | 1.0227 | 0.91521 | 1.0271 | 1.2509 | 1.4747 | 0.90756 | 0.93587 | 0.95719 | 0.96867 | 0.98719 | 1.0083 | 87.5422 | 0.082825 | 73.0244 | 0.021813 | 0.31556 | 5.1561e-06 | 0 | 0 | 0 | 0 | 0.99709 | 0.98015 | 0.97141 | 0.95588 | 0.93923 | 0.10419 | 0.9075 | 1.0217 | 1.0217 | 0.96829 | 1.003 | 1.0031 | 0.96174 | 0.96348 | 0.96373 | 0.9389 | 0.91634 | 0.91889 | 0.90532 | 0.83031 | 0.8572 | 0.85219 | 0.82816 | 0.85517 | 0.84849 | 0.81152 | 0.84086 | 0.83959 | 0.81446 | 0.84332 | 0.84091 | 0.81143 | 0.84112 | 0.8391 | 0.80578 | 0.83622 | 0.83591 | 1.012 | 0.98091 | 0.9222 | 0.19675 | 0.19638 | 0.19608 | 0.97351 | 0.9741 | 0.9361 | 0.94165 | 0.86315 | 0.88443 | 0.82658 | 0.85341 | 0.81773 | 0.846 | 0.80047 | 0.83419 | 0.7649 | 0.81423 | 0.77154 | 0.83448 | 0.12108 | 0.79111 | 0.8275 | 0.82915 | 0.69548 | 0.15639 | 0.45648 | 1.0662 | 0.82186 | 0.85316 | 0.64339 | 1.2197 | 0.80777 | 85.7133 | 568 | 1.2736 | 1.5779 | 1.0418e-05 | norm | H100
norm ¦ Text_H100_SeqLength_4096 | 0.8033 | 0.90957 | 0.19052 | 1.0237 | 0.20083 | 0.77962 | 0.82109 | 0.83466 | 0.84526 | 0.85374 | 0.86647 | 0.88269 | 0.89289 | 0.22662 | 0.28211 | -1.708 | 1.6576 | 0.81126 | 0.81913 | 0.86488 | 0.92235 | 1.0277 | 0.91661 | 1.0299 | 1.2565 | 1.4832 | 0.90957 | 0.93817 | 0.95956 | 0.97099 | 0.9893 | 1.0093 | 87.32 | 0.083021 | 72.8844 | 0.022151 | 0.36 | 5.9891e-06 | 0 | 0 | 0 | 0 | 0.99831 | 0.9825 | 0.97379 | 0.95827 | 0.9416 | 0.10592 | 0.90923 | 1.0219 | 1.0219 | 0.97065 | 1.0039 | 1.004 | 0.96395 | 0.96993 | 0.97016 | 0.94015 | 0.91783 | 0.92069 | 0.90729 | 0.82744 | 0.85565 | 0.85152 | 0.8248 | 0.85241 | 0.84745 | 0.80841 | 0.83909 | 0.83771 | 0.81082 | 0.84067 | 0.83939 | 0.80848 | 0.83872 | 0.83799 | 0.80581 | 0.83658 | 0.83624 | 1.0143 | 0.98044 | 0.92322 | 0.19663 | 0.1965 | 0.19597 | 0.97555 | 0.97655 | 0.93818 | 0.94395 | 0.86276 | 0.88492 | 0.82418 | 0.85258 | 0.81342 | 0.84393 | 0.79865 | 0.83272 | 0.76284 | 0.81339 | 0.7737 | 0.83319 | 0.13842 | 0.79635 | 0.82771 | 0.82789 | 0.67042 | 0.1579 | 0.4561 | 1.0701 | 0.82235 | 0.85445 | 0.64578 | 1.2215 | 0.81044 | 85.56 | 552 | 1.2744 | 1.6363 | 1.0418e-05 | norm | H100
norm ¦ Image_B200_BatchSize_128 | 0.8033 | 0.54755 | 0.49334 | 1.4935 | 0.20083 | 0.75933 | 0.85011 | 0.89747 | 0.94325 | 0.9859 | 1.0592 | 1.1611 | 1.2239 | 0.4002 | 0.49819 | 0.84203 | -1.1053 | 0.82785 | 0.85169 | 0.98266 | 1.134 | 1.388 | 1.0034 | 1.2035 | 1.6037 | 2.0039 | 0.54755 | 1.2468 | 1.4672 | 1.4748 | 1.4819 | 1.4895 | 73.48 | 0.075914 | 33.9267 | 0.0452 | 29.9067 | 0.029256 | 25.94 | 0.015284 | 0 | 0 | 1.4854 | 1.4791 | 1.4752 | 1.4437 | 1.1041 | 0.33017 | 1.1335 | 1.4925 | 1.4925 | 1.4746 | 1.4847 | 1.4848 | 1.4705 | 1.1817 | 1.2297 | 1.2222 | 0.86113 | 0.9456 | 0.94329 | 0.85166 | 0.94403 | 0.94027 | 0.8431 | 0.93858 | 0.93527 | 0.81779 | 0.91292 | 0.91129 | 0.81738 | 0.91341 | 0.90311 | 0.81107 | 0.90573 | 0.90492 | 0.80598 | 0.89996 | 0.89985 | 1.4895 | 1.4818 | 0.61038 | 0.49892 | 0.49885 | 0.49869 | 1.4288 | 1.4417 | 1.155 | 1.2251 | 0.92466 | 1.021 | 0.85078 | 0.94818 | 0.83042 | 0.92671 | 0.80737 | 0.9052 | 0.76819 | 0.88061 | 0.97643 | 1.0002 | 0.1402 | 0.9547 | 0.99602 | 0.99827 | 0.86701 | 0.15329 | 0.93311 | 1.3446 | 1.1997 | 1.3404 | 0.87631 | 1.3857 | 1.3236 | 30.1867 | 632 | 1.8592 | 1.8688 | 1.4115e-05 | norm | B200
norm ¦ Image_B200_BatchSize_256 | 0.8033 | 0.53958 | 0.49824 | 1.7263 | 0.20083 | 0.75268 | 0.85985 | 0.91929 | 0.97831 | 1.0342 | 1.1314 | 1.2675 | 1.3517 | 0.44699 | 0.55644 | 1.1916 | -0.32347 | 0.83382 | 0.86325 | 1.0222 | 1.2019 | 1.4979 | 1.0268 | 1.2503 | 1.6973 | 2.1443 | 0.53958 | 1.0249 | 1.6809 | 1.6889 | 1.6961 | 1.7052 | 98.3489 | 0.075828 | 28.7044 | 0.04739 | 25.3978 | 0.033859 | 22.16 | 0.021971 | 17.2778 | 0.0071678 | 1.6996 | 1.6934 | 1.6893 | 1.5416 | 1.1025 | 0.38382 | 1.1871 | 1.7097 | 1.7097 | 1.6887 | 1.7037 | 1.7037 | 1.6823 | 1.1723 | 1.2569 | 1.2489 | 0.85442 | 0.96507 | 0.95953 | 0.84572 | 0.96046 | 0.9574 | 0.83831 | 0.95681 | 0.95485 | 0.81308 | 0.92846 | 0.92775 | 0.81838 | 0.93628 | 0.93426 | 0.81395 | 0.93198 | 0.92696 | 0.80512 | 0.92128 | 0.92124 | 1.7075 | 1.6967 | 0.6159 | 0.50063 | 0.50053 | 0.50025 | 1.5663 | 1.5966 | 1.1934 | 1.2983 | 0.92996 | 1.0543 | 0.84871 | 0.97086 | 0.82744 | 0.9475 | 0.80296 | 0.92269 | 0.76488 | 0.89902 | 1.1885 | 1.228 | 0.21414 | 1.1547 | 1.2258 | 1.2266 | 1.0463 | 0.1911 | 1.2406 | 1.4308 | 1.3867 | 1.5869 | 1.0926 | 1.5136 | 1.5526 | 23.8711 | 644 | 2.149 | 2.3691 | 1.587e-05 | norm | B200
norm ¦ Image_B200_BatchSize_512 | 0.8033 | 0.56182 | 0.4951 | 1.8597 | 0.20083 | 0.75064 | 0.86361 | 0.92846 | 0.99404 | 1.0571 | 1.1681 | 1.3257 | 1.4245 | 0.46555 | 0.57954 | 1.3921 | 0.29026 | 0.83635 | 0.86814 | 1.0386 | 1.2297 | 1.5425 | 1.0361 | 1.2689 | 1.7344 | 2.2 | 0.56182 | 0.87087 | 1.8051 | 1.8293 | 1.8417 | 1.8527 | 73.3156 | 0.075921 | 26.1111 | 0.047147 | 23.0622 | 0.034871 | 20.0622 | 0.024086 | 15.6867 | 0.010686 | 1.8466 | 1.8372 | 1.8289 | 1.5528 | 1.104 | 0.40646 | 1.2098 | 1.8573 | 1.8573 | 1.8292 | 1.8464 | 1.8464 | 1.8036 | 1.1588 | 1.2641 | 1.2531 | 0.84323 | 0.9679 | 0.96313 | 0.83732 | 0.96397 | 0.96194 | 0.8345 | 0.96185 | 0.95934 | 0.82226 | 0.95182 | 0.93206 | 0.81539 | 0.94074 | 0.9394 | 0.81028 | 0.93603 | 0.93308 | 0.80562 | 0.9309 | 0.93026 | 1.8463 | 1.8341 | 0.63247 | 0.49843 | 0.49834 | 0.49829 | 1.6284 | 1.6762 | 1.2013 | 1.3246 | 0.92714 | 1.0647 | 0.84419 | 0.97343 | 0.824 | 0.95072 | 0.80374 | 0.93121 | 0.76623 | 0.90806 | 1.3309 | 1.3646 | 0.18328 | 1.307 | 1.3615 | 1.3615 | 1.1707 | 0.22239 | 1.496 | 1.4665 | 1.4939 | 1.7266 | 1.2357 | 1.5939 | 1.6984 | 20.5644 | 656 | 2.315 | 2.7176 | 1.7301e-05 | norm | B200
norm ¦ Image_B200_ImageSize_64 | 0.8033 | 0.98454 | 0.32021 | 1.2394 | 0.20083 | 0.74426 | 0.85637 | 0.90179 | 0.93958 | 0.97061 | 1.017 | 1.0721 | 1.1026 | 0.4098 | 0.51014 | -0.12622 | -1.8973 | 0.82903 | 0.85397 | 0.99054 | 1.1476 | 1.4102 | 1.0082 | 1.2131 | 1.6229 | 2.0327 | 0.98454 | 1.2066 | 1.213 | 1.2159 | 1.2203 | 1.2244 | 56.7867 | 0.091409 | 52.5556 | 0.050447 | 49.8 | 0.024872 | 37.1956 | 0.00088497 | 0 | 0 | 1.2221 | 1.2186 | 1.2165 | 1.2124 | 1.1989 | 0.2812 | 1.0845 | 1.2276 | 1.2276 | 1.2159 | 1.2231 | 1.2231 | 1.2149 | 1.2153 | 1.2153 | 1.2101 | 1.1737 | 1.1788 | 1.1648 | 0.91118 | 0.98886 | 0.98542 | 0.8538 | 0.94492 | 0.93563 | 0.8375 | 0.93093 | 0.92692 | 0.81585 | 0.91204 | 0.91154 | 0.81763 | 0.91437 | 0.91234 | 0.80977 | 0.90729 | 0.90682 | 1.2258 | 1.2202 | 1.2086 | 0.32702 | 0.32676 | 0.32671 | 1.2204 | 1.2205 | 1.1776 | 1.1893 | 0.982 | 1.0472 | 0.87072 | 0.95913 | 0.83743 | 0.93202 | 0.80659 | 0.90643 | 0.76757 | 0.8832 | 0.88915 | 0.91919 | 0.14992 | 0.86593 | 0.91201 | 0.91389 | 0.76987 | 0.090059 | 0.64938 | 1.3618 | 0.99561 | 1.1177 | 0.80183 | 1.3464 | 1.0965 | 52.9178 | 400 | 1.5429 | 1.6355 | 1.2474e-05 | norm | B200
norm ¦ Image_B200_ImageSize_128 | 0.8033 | 0.8818 | 0.25436 | 0.921 | 0.20083 | 0.786 | 0.81652 | 0.82667 | 0.83455 | 0.84078 | 0.84982 | 0.86043 | 0.86638 | 0.19514 | 0.24292 | -2.1251 | 2.836 | 0.80921 | 0.81507 | 0.84939 | 0.89309 | 0.97464 | 0.90087 | 0.99844 | 1.1936 | 1.3887 | 0.8818 | 0.89174 | 0.90136 | 0.90669 | 0.913 | 0.91732 | 88.08 | 0.081694 | 83.8689 | 0.01771 | 0 | 0 | 0 | 0 | 0 | 0 | 0.91503 | 0.91065 | 0.90725 | 0.90057 | 0.8936 | 0.075413 | 0.87872 | 0.9196 | 0.9196 | 0.90503 | 0.89818 | 0.89826 | 0.89154 | 0.89296 | 0.89305 | 0.88931 | 0.89232 | 0.89241 | 0.88893 | 0.88987 | 0.88997 | 0.88778 | 0.88459 | 0.88501 | 0.87423 | 0.84242 | 0.85534 | 0.85278 | 0.82734 | 0.84466 | 0.84261 | 0.81293 | 0.83407 | 0.83373 | 0.81083 | 0.83227 | 0.83214 | 0.90611 | 0.88055 | 0.86804 | 0.86047 | 0.60362 | 0.25836 | 0.89517 | 0.89527 | 0.89336 | 0.89345 | 0.88963 | 0.89002 | 0.86533 | 0.87212 | 0.84271 | 0.85588 | 0.81006 | 0.83325 | 0.76772 | 0.81022 | 0.6465 | 0.66664 | 0.095732 | 0.61038 | 0.65784 | 0.6627 | 0.55183 | 0.05452 | 0.34989 | 1.0275 | 0.73985 | 0.76136 | 0.53444 | 1.1499 | 0.74953 | 86.0489 | 304 | 1.1465 | 0.85685 | 1.0041e-05 | norm | B200
norm ¦ Image_B200_ModelSize_256 | 0.8033 | 0.45142 | 0.44044 | 1.6961 | 0.20083 | 0.73451 | 0.87811 | 0.95315 | 1.0236 | 1.0866 | 1.1887 | 1.3193 | 1.395 | 0.51302 | 0.63864 | 0.96609 | -0.9454 | 0.84327 | 0.88142 | 1.0824 | 1.3031 | 1.6586 | 1.0598 | 1.3163 | 1.8293 | 2.3424 | 0.45142 | 1.3929 | 1.6702 | 1.6768 | 1.6849 | 1.6916 | 45.4911 | 0.082941 | 30.1778 | 0.057085 | 28.4356 | 0.042419 | 26.6956 | 0.028624 | 23.9622 | 0.0096045 | 1.6877 | 1.682 | 1.6776 | 1.6515 | 1.1602 | 0.43189 | 1.2352 | 1.6944 | 1.6944 | 1.6767 | 1.6887 | 1.6887 | 1.6747 | 1.6762 | 1.6762 | 1.6347 | 1.2353 | 1.3333 | 1.3246 | 0.96544 | 1.115 | 1.1093 | 0.84396 | 0.99416 | 0.99261 | 0.84127 | 0.99274 | 0.99073 | 0.83607 | 0.98968 | 0.97479 | 0.81556 | 0.96504 | 0.96462 | 0.80772 | 0.95889 | 0.95552 | 1.6923 | 1.6824 | 1.6423 | 0.44461 | 0.44445 | 0.4444 | 1.6792 | 1.6805 | 1.5034 | 1.5543 | 1.0847 | 1.2256 | 0.90062 | 1.0546 | 0.85403 | 1.0076 | 0.81017 | 0.96332 | 0.76737 | 0.93423 | 1.2325 | 1.2557 | 0.1761 | 1.2046 | 1.2489 | 1.2522 | 1.0755 | 0.10312 | 1.2438 | 1.5619 | 1.3625 | 1.6166 | 1.1748 | 1.5694 | 1.5982 | 27.96 | 324 | 2.1114 | 2.0847 | 1.6301e-05 | norm | B200
norm ¦ Image_B200_ModelSize_512 | 0.8033 | 0.43389 | 0.42663 | 1.9175 | 0.20083 | 0.71257 | 0.90543 | 1.0083 | 1.1034 | 1.1865 | 1.3165 | 1.4752 | 1.5644 | 0.60947 | 0.75871 | 1.1351 | -0.65799 | 0.85916 | 0.91161 | 1.1782 | 1.4598 | 1.9018 | 1.108 | 1.4128 | 2.0222 | 2.6317 | 0.43389 | 1.2158 | 1.8753 | 1.8841 | 1.8948 | 1.9053 | 33.2422 | 0.087098 | 26.12 | 0.066046 | 25.5311 | 0.05313 | 25.0289 | 0.040489 | 24.2089 | 0.022029 | 1.8996 | 1.8909 | 1.8853 | 1.8478 | 1.1763 | 0.52526 | 1.3286 | 1.9156 | 1.9156 | 1.8828 | 1.8983 | 1.8983 | 1.8786 | 1.8858 | 1.8859 | 1.876 | 1.879 | 1.8791 | 1.8716 | 1.1304 | 1.3217 | 1.3201 | 0.92807 | 1.1431 | 1.1242 | 0.92614 | 1.1409 | 1.111 | 0.89534 | 1.1059 | 1.0986 | 0.84916 | 1.058 | 1.0578 | 0.81421 | 1.0205 | 1.0205 | 1.8952 | 1.8823 | 1.8649 | 0.43285 | 0.42745 | 0.4272 | 1.893 | 1.893 | 1.8697 | 1.8748 | 1.5269 | 1.6394 | 1.0865 | 1.2891 | 0.94787 | 1.1602 | 0.84322 | 1.0564 | 0.78884 | 1.0132 | 1.4566 | 1.4909 | 0.26749 | 1.4032 | 1.4794 | 1.4906 | 1.2041 | 0.058623 | 1.6143 | 1.7734 | 1.5403 | 1.9335 | 1.4688 | 1.7366 | 1.8999 | 25.1356 | 132 | 2.387 | 1.8073 | 1.9895e-05 | norm | B200
norm ¦ Text_B200_BatchSize2 | 0.8033 | 0.84551 | 0.41787 | 0.91365 | 0.20083 | 0.7976 | 0.80817 | 0.81233 | 0.8159 | 0.81896 | 0.82392 | 0.83065 | 0.83495 | 0.12078 | 0.15035 | -2.4102 | 4.3956 | 0.80557 | 0.80783 | 0.82126 | 0.83884 | 0.87293 | 0.86369 | 0.92408 | 1.0449 | 1.1656 | 0.84551 | 0.8589 | 0.86875 | 0.87449 | 0.88421 | 0.89686 | 92.6533 | 0.077105 | 84.6711 | 0.010483 | 0 | 0 | 0 | 0 | 0 | 0 | 0.89038 | 0.88075 | 0.87606 | 0.86847 | 0.86022 | 0.045046 | 0.84835 | 0.91059 | 0.91059 | 0.87434 | 0.90234 | 0.90236 | 0.87147 | 0.87644 | 0.87648 | 0.8621 | 0.86631 | 0.86641 | 0.85882 | 0.85649 | 0.85655 | 0.84954 | 0.83866 | 0.8417 | 0.83949 | 0.82946 | 0.83424 | 0.83296 | 0.8257 | 0.83086 | 0.83039 | 0.8258 | 0.83075 | 0.83038 | 0.79727 | 0.80776 | 0.80756 | 0.90691 | 0.88804 | 0.85598 | 0.82719 | 0.42706 | 0.4268 | 0.88794 | 0.88819 | 0.872 | 0.87216 | 0.85318 | 0.85465 | 0.83834 | 0.84143 | 0.83064 | 0.83493 | 0.80987 | 0.81977 | 0.76754 | 0.79607 | 0.44722 | 0.49578 | 0.066628 | 0.41508 | 0.47316 | 0.48682 | 0.36723 | 0.039275 | 0.23479 | 0.93447 | 0.73394 | 0.74219 | 0.36329 | 1.0359 | 0.71038 | 88.8667 | 216 | 1.1374 | 0.64627 | 9.7469e-06 | norm | B200
norm ¦ Text_B200_BatchSize16 | 0.8033 | 0.97031 | 0.23672 | 1.0855 | 0.20083 | 0.77011 | 0.82982 | 0.8509 | 0.86777 | 0.88144 | 0.90208 | 0.92815 | 0.94423 | 0.28058 | 0.34928 | -1.0538 | -0.4545 | 0.81546 | 0.82744 | 0.89596 | 0.9799 | 1.1292 | 0.94359 | 1.0839 | 1.3645 | 1.645 | 0.97031 | 1.0097 | 1.0303 | 1.0407 | 1.0585 | 1.0743 | 79.8489 | 0.085975 | 67.0556 | 0.029666 | 33.4622 | 0.0019125 | 0 | 0 | 0 | 0 | 1.0664 | 1.0516 | 1.0434 | 1.0289 | 1.0112 | 0.15301 | 0.95631 | 1.0841 | 1.0841 | 1.0403 | 1.07 | 1.07 | 1.0331 | 1.0324 | 1.0326 | 1.0023 | 0.89393 | 0.92426 | 0.9109 | 0.88188 | 0.91311 | 0.90223 | 0.85872 | 0.89337 | 0.88642 | 0.85278 | 0.88801 | 0.88399 | 0.84852 | 0.88387 | 0.88235 | 0.84782 | 0.88297 | 0.88222 | 0.84596 | 0.88121 | 0.8807 | 1.0772 | 1.048 | 0.98178 | 0.25736 | 0.25694 | 0.25573 | 1.0386 | 1.0402 | 0.96689 | 0.98306 | 0.8942 | 0.92402 | 0.86527 | 0.89904 | 0.85559 | 0.89037 | 0.83906 | 0.87861 | 0.7941 | 0.85376 | 0.79365 | 0.84878 | 0.13726 | 0.81477 | 0.83067 | 0.83485 | 0.73181 | 0.16717 | 0.5199 | 1.1481 | 0.87198 | 0.92364 | 0.67531 | 1.2477 | 0.88552 | 75.4422 | 800 | 1.3513 | 1.7844 | 1.1589e-05 | norm | B200
norm ¦ Text_B200_BatchSize32 | 0.8033 | 0.92453 | 0.2189 | 1.0267 | 0.20083 | 0.7795 | 0.822 | 0.83679 | 0.84864 | 0.8583 | 0.87305 | 0.89212 | 0.90423 | 0.23435 | 0.29173 | -1.4322 | 0.70044 | 0.81181 | 0.82022 | 0.86898 | 0.93004 | 1.0415 | 0.92048 | 1.0377 | 1.272 | 1.5063 | 0.92453 | 0.96096 | 0.978 | 0.98667 | 1.0018 | 1.0176 | 85.1778 | 0.08304 | 67.2844 | 0.023418 | 1.2089 | 2.18e-05 | 0 | 0 | 0 | 0 | 1.0085 | 0.99597 | 0.98893 | 0.97713 | 0.96118 | 0.1176 | 0.92091 | 1.0249 | 1.0249 | 0.98614 | 1.0105 | 1.0106 | 0.97893 | 0.97172 | 0.9725 | 0.94559 | 0.85277 | 0.88035 | 0.86308 | 0.83694 | 0.86434 | 0.85612 | 0.82847 | 0.8561 | 0.84896 | 0.81511 | 0.84573 | 0.8426 | 0.80924 | 0.84208 | 0.84018 | 0.8083 | 0.83998 | 0.83927 | 0.80434 | 0.838 | 0.83771 | 1.0178 | 0.99567 | 0.8835 | 0.23511 | 0.23474 | 0.23292 | 0.98554 | 0.98786 | 0.91434 | 0.92978 | 0.8521 | 0.87712 | 0.82646 | 0.85478 | 0.81573 | 0.84605 | 0.8013 | 0.83659 | 0.76489 | 0.81712 | 0.75138 | 0.80782 | 0.14505 | 0.77085 | 0.79444 | 0.79484 | 0.66691 | 0.19433 | 0.47735 | 1.0809 | 0.82477 | 0.85915 | 0.62875 | 1.2125 | 0.82564 | 81.3444 | 808 | 1.2781 | 1.8269 | 1.0606e-05 | norm | B200
norm ¦ Text_B200_Deepspeedds_z1 | 0.8033 | 0.93996 | 0.24646 | 1.2096 | 0.20083 | 0.76136 | 0.83764 | 0.86542 | 0.88794 | 0.90639 | 0.93469 | 0.97164 | 0.9956 | 0.32195 | 0.40078 | -0.70522 | -1.0313 | 0.81928 | 0.83494 | 0.92337 | 1.0295 | 1.2143 | 0.96428 | 1.1253 | 1.4472 | 1.7692 | 0.93996 | 1.0625 | 1.1285 | 1.1588 | 1.185 | 1.1995 | 75.6356 | 0.08839 | 62.8889 | 0.034951 | 41.6578 | 0.0086861 | 0.084444 | 6.2477e-07 | 0 | 0 | 1.1917 | 1.1751 | 1.1594 | 1.1186 | 1.065 | 0.19216 | 0.99547 | 1.2041 | 1.2041 | 1.1561 | 1.1354 | 1.1357 | 1.0966 | 1.0669 | 1.0709 | 1.0414 | 0.94475 | 0.98041 | 0.95223 | 0.89955 | 0.93847 | 0.92786 | 0.8891 | 0.93013 | 0.92112 | 0.87485 | 0.91805 | 0.91496 | 0.87346 | 0.91583 | 0.91334 | 0.86855 | 0.9116 | 0.9108 | 0.86614 | 0.90989 | 0.90916 | 1.1786 | 1.1154 | 0.87555 | 0.26677 | 0.26667 | 0.26632 | 1.1073 | 1.1106 | 1.0105 | 1.0335 | 0.92711 | 0.96554 | 0.89052 | 0.93323 | 0.87809 | 0.92155 | 0.85796 | 0.90664 | 0.80357 | 0.87684 | 0.90666 | 0.96309 | 0.19545 | 0.92242 | 0.94327 | 0.94869 | 0.82222 | 0.2462 | 0.65887 | 1.2123 | 0.97164 | 1.0468 | 0.78464 | 1.3187 | 1.0028 | 70.1844 | 968 | 1.5057 | 2.2679 | 1.2623e-05 | norm | B200
norm ¦ Text_B200_Deepspeedds_z2 | 0.8033 | 0.9713 | 0.24125 | 1.1046 | 0.20083 | 0.76907 | 0.83076 | 0.85263 | 0.87016 | 0.88438 | 0.90586 | 0.93297 | 0.94969 | 0.28581 | 0.35579 | -1.0077 | -0.56314 | 0.81592 | 0.82834 | 0.89926 | 0.98592 | 1.1396 | 0.94621 | 1.0891 | 1.3749 | 1.6607 | 0.9713 | 1.0178 | 1.0383 | 1.0501 | 1.0682 | 1.0906 | 79.1867 | 0.086279 | 67.4044 | 0.030447 | 38.2978 | 0.0026516 | 0 | 0 | 0 | 0 | 1.0766 | 1.0615 | 1.0527 | 1.0375 | 1.0184 | 0.15753 | 0.96083 | 1.1007 | 1.1007 | 1.0495 | 1.0845 | 1.0846 | 1.0423 | 1.0422 | 1.0425 | 1.0082 | 0.88746 | 0.92238 | 0.90969 | 0.87736 | 0.91113 | 0.90162 | 0.84863 | 0.88718 | 0.88448 | 0.84656 | 0.88499 | 0.88354 | 0.84549 | 0.88441 | 0.88258 | 0.84268 | 0.88165 | 0.88033 | 0.83856 | 0.87756 | 0.87706 | 1.0927 | 1.0604 | 0.98037 | 0.25965 | 0.25931 | 0.2591 | 1.0463 | 1.05 | 0.96803 | 0.98735 | 0.88884 | 0.92324 | 0.86007 | 0.89683 | 0.85099 | 0.88878 | 0.83207 | 0.87504 | 0.78895 | 0.85158 | 0.79644 | 0.86335 | 0.13949 | 0.81481 | 0.84577 | 0.84629 | 0.70934 | 0.17304 | 0.51985 | 1.156 | 0.88733 | 0.94182 | 0.67907 | 1.2509 | 0.89532 | 74.5778 | 812 | 1.3751 | 1.7797 | 1.154e-05 | norm | B200
norm ¦ Text_B200_Lamma_1B | 0.8033 | 0.79171 | 0.39846 | 1.2824 | 0.20083 | 0.76986 | 0.83501 | 0.8643 | 0.89085 | 0.91464 | 0.95458 | 1.0112 | 1.0485 | 0.31893 | 0.39702 | 0.051393 | -1.5738 | 0.81898 | 0.83436 | 0.92126 | 1.0257 | 1.2079 | 0.96277 | 1.1222 | 1.4412 | 1.7601 | 0.79171 | 1.1321 | 1.2255 | 1.2382 | 1.255 | 1.2693 | 71.8889 | 0.081787 | 49.4756 | 0.036863 | 37.1489 | 0.014955 | 18.4756 | 0.0013 | 0 | 0 | 1.2616 | 1.2486 | 1.2402 | 1.2139 | 1.0949 | 0.22777 | 1.0311 | 1.2778 | 1.2779 | 1.2375 | 1.2564 | 1.2565 | 1.2148 | 0.88327 | 0.94183 | 0.92178 | 0.87167 | 0.93058 | 0.91597 | 0.82992 | 0.88897 | 0.88464 | 0.82512 | 0.88462 | 0.88157 | 0.81568 | 0.87652 | 0.87375 | 0.81552 | 0.87591 | 0.87242 | 0.81001 | 0.87067 | 0.87013 | 0.80513 | 0.86671 | 0.86533 | 1.2685 | 1.2164 | 0.4108 | 0.40585 | 0.40577 | 0.40551 | 1.0782 | 1.1143 | 0.92281 | 0.97547 | 0.84969 | 0.90826 | 0.82528 | 0.88538 | 0.81633 | 0.87714 | 0.80126 | 0.86504 | 0.76514 | 0.84399 | 0.83291 | 0.88392 | 0.15296 | 0.8335 | 0.87672 | 0.87687 | 0.74074 | 0.32269 | 0.66278 | 1.2074 | 1.0301 | 1.1084 | 0.71988 | 1.2808 | 1.0701 | 48.12 | 1596 | 1.5964 | 2.271 | 1.2126e-05 | norm | B200
norm ¦ Text_B200_Lamma_3B | 0.8033 | 0.90904 | 0.31466 | 1.2347 | 0.20083 | 0.76035 | 0.84117 | 0.87368 | 0.90123 | 0.92448 | 0.96093 | 1.0084 | 1.0377 | 0.34355 | 0.42767 | -0.31271 | -1.5636 | 0.82147 | 0.83923 | 0.9388 | 1.0571 | 1.2608 | 0.97508 | 1.1469 | 1.4904 | 1.834 | 0.90904 | 1.1442 | 1.1718 | 1.1824 | 1.2021 | 1.219 | 70.1222 | 0.087372 | 55.3444 | 0.039777 | 41.9156 | 0.01505 | 1.2844 | 2.6981e-05 | 0 | 0 | 1.2105 | 1.1945 | 1.1857 | 1.169 | 1.1112 | 0.22615 | 1.0295 | 1.2326 | 1.2326 | 1.182 | 1.2079 | 1.2079 | 1.1739 | 1.0038 | 1.026 | 1.0095 | 0.94412 | 0.9911 | 0.9721 | 0.86842 | 0.92835 | 0.91839 | 0.84055 | 0.90435 | 0.8976 | 0.83703 | 0.90188 | 0.89675 | 0.83377 | 0.89908 | 0.89596 | 0.82741 | 0.89316 | 0.89201 | 0.8217 | 0.88837 | 0.88775 | 1.216 | 1.1897 | 0.70387 | 0.32738 | 0.32725 | 0.32651 | 1.1458 | 1.1566 | 0.98205 | 1.0262 | 0.88335 | 0.94127 | 0.84814 | 0.91139 | 0.82673 | 0.89633 | 0.79805 | 0.87443 | 0.75515 | 0.8453 | 0.85785 | 0.92006 | 0.15526 | 0.85357 | 0.91638 | 0.9199 | 0.75381 | 0.22403 | 0.62585 | 1.2473 | 0.99186 | 1.0788 | 0.74949 | 1.3026 | 1.0331 | 56.9089 | 1036 | 1.5371 | 1.9564 | 1.1685e-05 | norm | B200
norm ¦ Text_B200_SeqLength_1024 | 0.8033 | 0.96934 | 0.23792 | 1.0842 | 0.20083 | 0.77056 | 0.82953 | 0.85044 | 0.86721 | 0.88083 | 0.90146 | 0.92761 | 0.94379 | 0.27918 | 0.34754 | -1.0477 | -0.45736 | 0.81534 | 0.82721 | 0.89509 | 0.9783 | 1.1264 | 0.9429 | 1.0825 | 1.3617 | 1.6408 | 0.96934 | 1.0099 | 1.03 | 1.0409 | 1.06 | 1.0749 | 79.9533 | 0.085819 | 66.2089 | 0.029508 | 33.4289 | 0.0019146 | 0 | 0 | 0 | 0 | 1.0672 | 1.0522 | 1.0436 | 1.0289 | 1.011 | 0.15274 | 0.95604 | 1.0829 | 1.0829 | 1.0405 | 1.0658 | 1.0659 | 1.0335 | 1.0264 | 1.0268 | 1.0014 | 0.8831 | 0.91713 | 0.89945 | 0.86934 | 0.9039 | 0.89226 | 0.8441 | 0.88208 | 0.8763 | 0.84186 | 0.88004 | 0.87505 | 0.83765 | 0.87639 | 0.87369 | 0.83416 | 0.87347 | 0.87202 | 0.83066 | 0.86993 | 0.86959 | 1.0757 | 1.0469 | 0.98005 | 0.25635 | 0.25615 | 0.25516 | 1.042 | 1.0437 | 0.96185 | 0.97972 | 0.88585 | 0.9172 | 0.85537 | 0.89171 | 0.84451 | 0.88263 | 0.8246 | 0.86798 | 0.78334 | 0.84522 | 0.78762 | 0.84627 | 0.13832 | 0.80828 | 0.83217 | 0.83597 | 0.73037 | 0.17067 | 0.51978 | 1.146 | 0.87093 | 0.92203 | 0.66982 | 1.2442 | 0.88525 | 75.46 | 800 | 1.3497 | 1.8029 | 1.1333e-05 | norm | B200
norm ¦ Text_B200_SeqLength_4096 | 0.8033 | 0.96957 | 0.23696 | 1.0846 | 0.20083 | 0.77035 | 0.82967 | 0.85066 | 0.86748 | 0.88112 | 0.90174 | 0.92778 | 0.94385 | 0.27987 | 0.3484 | -1.0516 | -0.46123 | 0.8154 | 0.82732 | 0.89552 | 0.97909 | 1.1278 | 0.94324 | 1.0832 | 1.363 | 1.6429 | 0.96957 | 1.0096 | 1.0302 | 1.0409 | 1.0587 | 1.0747 | 79.8222 | 0.085906 | 67.5311 | 0.029604 | 32.9089 | 0.0018909 | 0 | 0 | 0 | 0 | 1.0658 | 1.0517 | 1.0434 | 1.0288 | 1.0108 | 0.15265 | 0.95595 | 1.0818 | 1.0818 | 1.0407 | 1.0644 | 1.0644 | 1.0338 | 1.0261 | 1.0266 | 1.0016 | 0.88548 | 0.91799 | 0.90412 | 0.87162 | 0.9045 | 0.89643 | 0.84505 | 0.8829 | 0.87963 | 0.84287 | 0.88095 | 0.87628 | 0.83794 | 0.87631 | 0.87467 | 0.8374 | 0.87555 | 0.87407 | 0.83435 | 0.87315 | 0.8728 | 1.0756 | 1.0524 | 0.97636 | 0.25636 | 0.25613 | 0.25536 | 1.044 | 1.0457 | 0.96747 | 0.98447 | 0.88723 | 0.91857 | 0.85529 | 0.89165 | 0.84576 | 0.88349 | 0.82999 | 0.87196 | 0.78686 | 0.8482 | 0.78805 | 0.84764 | 0.1372 | 0.81082 | 0.82862 | 0.83084 | 0.7035 | 0.16921 | 0.50852 | 1.147 | 0.87126 | 0.92263 | 0.67036 | 1.2447 | 0.88546 | 75.2956 | 812 | 1.3502 | 1.8166 | 1.1431e-05 | norm | B200
2MW ¦ Image_H100_BatchSize_128 | 0.44828 | 0.25805 | 0.25337 | 0.86506 | 0.11207 | 0.41589 | 0.48198 | 0.51483 | 0.5452 | 0.57225 | 0.61609 | 0.67264 | 0.70574 | 0.25318 | 0.5648 | 0.68427 | -1.4222 | 0.46581 | 0.4827 | 0.57372 | 0.67629 | 0.84485 | 0.57487 | 0.70146 | 0.95465 | 1.2078 | 0.25805 | 0.79106 | 0.83106 | 0.84053 | 0.85362 | 0.86183 | 34.8111 | 0.024835 | 23.1356 | 0.0016395 | 0 | 0 | 0 | 0 | 0 | 0 | 0.85767 | 0.84819 | 0.84217 | 0.82591 | 0.64106 | 0.20469 | 0.65297 | 0.86453 | 0.86453 | 0.84045 | 0.86261 | 0.86261 | 0.83834 | 0.82656 | 0.82874 | 0.79414 | 0.56417 | 0.62637 | 0.62221 | 0.46117 | 0.53172 | 0.52906 | 0.46073 | 0.53019 | 0.529 | 0.46054 | 0.52895 | 0.52719 | 0.46028 | 0.52793 | 0.52476 | 0.45011 | 0.5171 | 0.51702 | 0.44992 | 0.51666 | 0.5165 | 0.86385 | 0.8595 | 0.70677 | 0.25521 | 0.25478 | 0.2544 | 0.85293 | 0.8548 | 0.73458 | 0.76848 | 0.55533 | 0.62197 | 0.48779 | 0.5574 | 0.46858 | 0.53743 | 0.45173 | 0.52044 | 0.42873 | 0.5056 | 0.58625 | 0.6117 | 0.088668 | 0.576 | 0.61062 | 0.61066 | 0.51028 | 0.068075 | 0.30424 | 0.80561 | 0.38779 | 0.44536 | 0.30182 | 0.80796 | 0.43273 | 33.7089 | 464 | 1.9298 | 1.151 | 5.1251e-07 | 2MW | H100
2MW ¦ Image_H100_BatchSize_256 | 0.43236 | 0.2951 | 0.25349 | 0.65396 | 0.10809 | 0.41283 | 0.45149 | 0.46951 | 0.48596 | 0.50065 | 0.5248 | 0.55686 | 0.57587 | 0.18304 | 0.42335 | 0.19646 | -1.8898 | 0.44194 | 0.45132 | 0.50393 | 0.56653 | 0.67451 | 0.52388 | 0.6154 | 0.79844 | 0.98148 | 0.2951 | 0.6422 | 0.64597 | 0.64775 | 0.65039 | 0.65241 | 43.5111 | 0.014781 | 0 | 0 | 0 | 0 | 0 | 0 | 0 | 0 | 0.65126 | 0.64936 | 0.64808 | 0.64568 | 0.60481 | 0.13537 | 0.56773 | 0.65369 | 0.65369 | 0.64765 | 0.65157 | 0.65157 | 0.64706 | 0.64928 | 0.64928 | 0.64448 | 0.58343 | 0.59596 | 0.59111 | 0.47479 | 0.5088 | 0.50671 | 0.45982 | 0.4958 | 0.49103 | 0.44652 | 0.48315 | 0.48238 | 0.43813 | 0.47527 | 0.47452 | 0.4409 | 0.47765 | 0.47633 | 0.43521 | 0.4721 | 0.47149 | 0.65244 | 0.64927 | 0.64547 | 0.25682 | 0.25599 | 0.25517 | 0.64985 | 0.64992 | 0.6204 | 0.62773 | 0.51741 | 0.54652 | 0.46438 | 0.49986 | 0.44874 | 0.48547 | 0.43437 | 0.47295 | 0.41241 | 0.45984 | 0.39229 | 0.40047 | 0.062386 | 0.36374 | 0.3966 | 0.39928 | 0.32803 | 0.039842 | 0.1571 | 0.66828 | 0.28275 | 0.30704 | 0.18418 | 0.66566 | 0.30412 | 45.1533 | 396 | 1.5125 | 0.74248 | 3.415e-07 | 2MW | H100
2MW ¦ Image_H100_BatchSize_512 | 0.45261 | 0.26736 | 0.25307 | 1.1269 | 0.11315 | 0.41636 | 0.49296 | 0.53491 | 0.57606 | 0.61472 | 0.68182 | 0.77858 | 0.84196 | 0.28508 | 0.62985 | 1.2611 | 0.23314 | 0.47453 | 0.49547 | 0.60614 | 0.72797 | 0.92468 | 0.59515 | 0.73769 | 1.0228 | 1.3079 | 0.26736 | 0.66423 | 1.0597 | 1.1076 | 1.1191 | 1.1243 | 32.4956 | 0.026215 | 13.2378 | 0.0086787 | 10.8178 | 0.0026911 | 0 | 0 | 0 | 0 | 1.1216 | 1.1148 | 1.1048 | 0.88315 | 0.64724 | 0.24227 | 0.69488 | 1.1264 | 1.1264 | 1.1079 | 1.118 | 1.1181 | 1.1042 | 0.87863 | 0.89088 | 0.88262 | 0.58114 | 0.66067 | 0.65494 | 0.51894 | 0.63399 | 0.61389 | 0.49933 | 0.60652 | 0.60274 | 0.47615 | 0.58177 | 0.58102 | 0.46861 | 0.57281 | 0.57241 | 0.46975 | 0.57589 | 0.57551 | 0.46175 | 0.56219 | 0.55985 | 1.1166 | 1.1074 | 0.65782 | 0.25734 | 0.25711 | 0.25643 | 1.062 | 1.0771 | 0.80596 | 0.88781 | 0.57531 | 0.68575 | 0.49969 | 0.6099 | 0.48122 | 0.59003 | 0.46478 | 0.57082 | 0.44031 | 0.54913 | 0.85156 | 0.87381 | 0.63706 | 0.80482 | 0.87039 | 0.87148 | 0.74447 | 0.0884 | 0.57775 | 0.87183 | 0.51004 | 0.60278 | 0.45551 | 0.96069 | 0.59246 | 16.4356 | 1568 | 2.4897 | 1.545 | 6.9728e-07 | 2MW | H100
2MW ¦ Image_H100_ImageSize_16 | 0.36404 | 0.26101 | 0.25435 | 0.59557 | 0.09101 | 0.35193 | 0.37676 | 0.3897 | 0.40245 | 0.41471 | 0.43684 | 0.47032 | 0.49231 | 0.13906 | 0.38198 | 0.72847 | -1.326 | 0.37062 | 0.37709 | 0.41376 | 0.45812 | 0.53593 | 0.43357 | 0.5031 | 0.64215 | 0.78121 | 0.26101 | 0.54433 | 0.58171 | 0.58606 | 0.59043 | 0.59264 | 28.4778 | 0.005044 | 0 | 0 | 0 | 0 | 0 | 0 | 0 | 0 | 0.59149 | 0.58878 | 0.58632 | 0.57781 | 0.46895 | 0.11298 | 0.47702 | 0.59486 | 0.59486 | 0.586 | 0.59176 | 0.59177 | 0.58424 | 0.51597 | 0.52617 | 0.52039 | 0.38942 | 0.41506 | 0.41383 | 0.38834 | 0.41398 | 0.41282 | 0.36847 | 0.39474 | 0.39255 | 0.36717 | 0.39319 | 0.39188 | 0.36601 | 0.39178 | 0.39163 | 0.36574 | 0.39158 | 0.39154 | 0.36562 | 0.39138 | 0.39137 | 0.59395 | 0.5894 | 0.3489 | 0.25891 | 0.2587 | 0.25833 | 0.57759 | 0.58017 | 0.49226 | 0.51142 | 0.40777 | 0.43465 | 0.37984 | 0.4064 | 0.37278 | 0.39895 | 0.3652 | 0.39223 | 0.34792 | 0.38232 | 0.32806 | 0.34122 | 0.06419 | 0.32174 | 0.33639 | 0.33748 | 0.28686 | 0.049555 | 0.12789 | 0.53855 | 0.21681 | 0.23209 | 0.12785 | 0.55373 | 0.22839 | 32.7044 | 596 | 1.636 | 0.62062 | 1.1902e-07 | 2MW | H100
2MW ¦ Image_H100_ImageSize_64 | 0.8439 | 1.1494 | 0.25572 | 1.1874 | 0.21098 | 0.77936 | 0.89622 | 0.93717 | 0.96887 | 0.99353 | 1.0285 | 1.0678 | 1.089 | 0.40757 | 0.48295 | -0.60328 | -1.5586 | 0.86816 | 0.89176 | 1.022 | 1.1733 | 1.4287 | 1.0477 | 1.2515 | 1.659 | 2.0666 | 1.1494 | 1.1616 | 1.1689 | 1.1733 | 1.1798 | 1.1845 | 66.98 | 0.10389 | 63.4467 | 0.054994 | 61.0289 | 0.023848 | 0 | 0 | 0 | 0 | 1.1819 | 1.1773 | 1.1741 | 1.1686 | 1.1624 | 0.24489 | 1.0888 | 1.1862 | 1.1862 | 1.1727 | 1.1796 | 1.1796 | 1.1716 | 1.1765 | 1.1765 | 1.1692 | 1.1748 | 1.1748 | 1.1611 | 0.94914 | 1.0195 | 1.0093 | 0.90678 | 0.98682 | 0.97742 | 0.89006 | 0.97486 | 0.96305 | 0.8609 | 0.95095 | 0.94968 | 0.86174 | 0.95177 | 0.94785 | 0.85371 | 0.94557 | 0.94414 | 1.1768 | 1.1735 | 1.1659 | 0.26469 | 0.26439 | 0.26282 | 1.1779 | 1.1779 | 1.167 | 1.1701 | 1.036 | 1.0814 | 0.91956 | 0.99614 | 0.88283 | 0.96718 | 0.84843 | 0.94226 | 0.80605 | 0.91652 | 0.9144 | 0.93166 | 0.14335 | 0.88096 | 0.92104 | 0.92525 | 0.7889 | 0.086315 | 0.63928 | 1.3898 | 1.002 | 1.1128 | 0.85695 | 1.3944 | 1.0996 | 64.3933 | 348 | 1.407 | 1.646 | 1.5758e-05 | 2MW | H100
2MW ¦ Image_H100_ModelSize_256 | 0.5448 | 0.26166 | 0.25563 | 1.1469 | 0.1362 | 0.48219 | 0.60974 | 0.67069 | 0.7241 | 0.76912 | 0.83738 | 0.91877 | 0.96412 | 0.39118 | 0.71803 | 0.72127 | -1.4204 | 0.57885 | 0.611 | 0.77644 | 0.95336 | 1.2333 | 0.74039 | 0.93598 | 1.3272 | 1.7183 | 0.26166 | 1.1031 | 1.1275 | 1.132 | 1.1377 | 1.1422 | 34.7733 | 0.049405 | 32.0778 | 0.024374 | 30.1956 | 0.0087956 | 0 | 0 | 0 | 0 | 1.1396 | 1.1355 | 1.1326 | 1.1244 | 0.83082 | 0.319 | 0.8638 | 1.1453 | 1.1453 | 1.1316 | 1.1372 | 1.1372 | 1.1305 | 1.1328 | 1.1329 | 1.1248 | 1.0649 | 1.0763 | 1.0551 | 0.59627 | 0.72277 | 0.71198 | 0.59328 | 0.71984 | 0.70938 | 0.58966 | 0.71598 | 0.70525 | 0.57505 | 0.70076 | 0.69756 | 0.55715 | 0.68301 | 0.68287 | 0.55082 | 0.67684 | 0.67368 | 1.1352 | 1.1301 | 1.1215 | 0.25737 | 0.2573 | 0.25708 | 1.1352 | 1.1352 | 1.0852 | 1.101 | 0.81048 | 0.9056 | 0.63739 | 0.76021 | 0.59152 | 0.71672 | 0.55629 | 0.68401 | 0.52452 | 0.6619 | 0.87487 | 0.89124 | 0.12258 | 0.83999 | 0.8855 | 0.89021 | 0.76021 | 0.058159 | 0.5994 | 1.1523 | 0.62482 | 0.7692 | 0.58677 | 1.1081 | 0.7592 | 32.9644 | 252 | 2.1051 | 1.564 | 1.7702e-06 | 2MW | H100
2MW ¦ Image_H100_ModelSize_512 | 0.55789 | 0.26107 | 0.25497 | 1.349 | 0.13947 | 0.47877 | 0.64356 | 0.72515 | 0.79641 | 0.85587 | 0.94461 | 1.0485 | 1.1056 | 0.46325 | 0.83036 | 0.94668 | -1.0777 | 0.60407 | 0.64695 | 0.86049 | 1.0815 | 1.4241 | 0.78952 | 1.0211 | 1.4844 | 1.9477 | 0.26107 | 1.2811 | 1.3035 | 1.3099 | 1.3168 | 1.3212 | 29.3156 | 0.056405 | 28.5267 | 0.034717 | 28.0622 | 0.020574 | 27.4044 | 0.0067084 | 0 | 0 | 1.3189 | 1.3142 | 1.3103 | 1.3012 | 0.85807 | 0.39084 | 0.94873 | 1.323 | 1.323 | 1.3093 | 1.3133 | 1.3134 | 1.3061 | 1.3087 | 1.3087 | 1.3047 | 1.3072 | 1.3072 | 1.3032 | 1.0664 | 1.1434 | 1.1413 | 0.66417 | 0.82943 | 0.82915 | 0.66306 | 0.8291 | 0.82842 | 0.65314 | 0.82151 | 0.7944 | 0.58221 | 0.75032 | 0.75016 | 0.58164 | 0.74975 | 0.74956 | 1.3169 | 1.3003 | 1.2953 | 0.26619 | 0.25885 | 0.25533 | 1.3111 | 1.3111 | 1.3076 | 1.3079 | 1.1968 | 1.2369 | 0.85985 | 0.99873 | 0.71276 | 0.87582 | 0.60248 | 0.77371 | 0.55176 | 0.73353 | 1.0543 | 1.094 | 0.16602 | 0.9855 | 1.0578 | 1.0938 | 0.87473 | 0.030792 | 0.79558 | 1.3273 | 0.75259 | 0.97821 | 0.76454 | 1.2523 | 0.94985 | 28.5533 | 88 | 2.418 | 1.0896 | 2.3879e-06 | 2MW | H100
2MW ¦ Text_H100_BatchSize2 | 0.55738 | 0.58891 | 0.25271 | 0.65601 | 0.13934 | 0.55195 | 0.56187 | 0.56561 | 0.56873 | 0.57136 | 0.5755 | 0.58097 | 0.58445 | 0.096136 | 0.17248 | -2.3594 | 4.2704 | 0.55945 | 0.56151 | 0.57372 | 0.58961 | 0.62017 | 0.60545 | 0.65352 | 0.74965 | 0.84579 | 0.58891 | 0.60357 | 0.61534 | 0.62134 | 0.63254 | 0.64906 | 86.6089 | 0.020012 | 0 | 0 | 0 | 0 | 0 | 0 | 0 | 0 | 0.63997 | 0.62843 | 0.62327 | 0.6147 | 0.60531 | 0.037136 | 0.59452 | 0.6557 | 0.6557 | 0.62121 | 0.64304 | 0.64311 | 0.61752 | 0.61483 | 0.61493 | 0.6073 | 0.60953 | 0.60965 | 0.60365 | 0.6018 | 0.60197 | 0.598 | 0.58531 | 0.58837 | 0.58641 | 0.58312 | 0.58627 | 0.58485 | 0.57785 | 0.58205 | 0.58154 | 0.57904 | 0.58282 | 0.58217 | 0.57525 | 0.57951 | 0.57869 | 0.64939 | 0.62741 | 0.59855 | 0.56645 | 0.26087 | 0.26027 | 0.62479 | 0.6252 | 0.61368 | 0.61389 | 0.60101 | 0.60199 | 0.58859 | 0.59081 | 0.58306 | 0.58625 | 0.55729 | 0.57138 | 0.52336 | 0.54612 | 0.36095 | 0.40331 | 0.050787 | 0.32426 | 0.39155 | 0.39598 | 0.28648 | 0.034862 | 0.12985 | 0.66317 | 0.36565 | 0.37105 | 0.20415 | 0.74608 | 0.35143 | 88.9067 | 344 | 1.177 | 0.46473 | 1.2283e-06 | 2MW | H100
2MW ¦ Text_H100_BatchSize16 | 1.1033 | 1.2467 | 0.26056 | 1.3982 | 0.27582 | 1.0711 | 1.1274 | 1.1458 | 1.1601 | 1.1715 | 1.1887 | 1.2105 | 1.2242 | 0.30904 | 0.28011 | -1.736 | 1.7545 | 1.1141 | 1.1247 | 1.1867 | 1.2646 | 1.4076 | 1.2578 | 1.4123 | 1.7214 | 2.0304 | 1.2467 | 1.2859 | 1.3144 | 1.3307 | 1.3562 | 1.3829 | 90.3133 | 0.15546 | 85.6533 | 0.089454 | 76.4289 | 0.04854 | 64.9778 | 0.012303 | 0 | 0 | 1.367 | 1.3459 | 1.3342 | 1.3129 | 1.2902 | 0.14335 | 1.2466 | 1.3967 | 1.3967 | 1.3302 | 1.3704 | 1.3705 | 1.3214 | 1.3264 | 1.3267 | 1.2891 | 1.2587 | 1.2627 | 1.2437 | 1.1389 | 1.1763 | 1.1692 | 1.1321 | 1.1686 | 1.1648 | 1.1133 | 1.154 | 1.1514 | 1.1148 | 1.1548 | 1.1515 | 1.1105 | 1.1515 | 1.1492 | 1.1049 | 1.1472 | 1.1466 | 1.3834 | 1.3413 | 1.2686 | 0.26958 | 0.26908 | 0.26876 | 1.3377 | 1.3385 | 1.2859 | 1.2941 | 1.1807 | 1.2113 | 1.1326 | 1.1705 | 1.1182 | 1.159 | 1.0975 | 1.1433 | 1.0487 | 1.1171 | 1.0603 | 1.1376 | 0.17007 | 1.0839 | 1.13 | 1.1336 | 0.93885 | 0.21342 | 0.86975 | 1.4667 | 1.5426 | 1.6019 | 1.2148 | 1.6759 | 1.5246 | 85.6422 | 544 | 1.2673 | 2.3412 | 7.1496e-05 | 2MW | H100
2MW ¦ Text_H100_BatchSize32 | 1.1534 | 1.2818 | 0.26503 | 1.4317 | 0.28835 | 1.1229 | 1.176 | 1.193 | 1.2062 | 1.2168 | 1.2325 | 1.2525 | 1.2653 | 0.30496 | 0.2644 | -1.9314 | 2.5645 | 1.1634 | 1.1734 | 1.2314 | 1.3047 | 1.4403 | 1.3059 | 1.4584 | 1.7633 | 2.0683 | 1.2818 | 1.3275 | 1.3577 | 1.3729 | 1.397 | 1.415 | 91.5022 | 0.16738 | 87.6644 | 0.10019 | 81.4156 | 0.057415 | 71.6022 | 0.019093 | 0 | 0 | 1.4058 | 1.3875 | 1.3762 | 1.3555 | 1.3304 | 0.13544 | 1.2888 | 1.428 | 1.428 | 1.3723 | 1.3943 | 1.3944 | 1.358 | 1.3494 | 1.3496 | 1.3289 | 1.3055 | 1.3092 | 1.282 | 1.1823 | 1.222 | 1.2097 | 1.1753 | 1.2141 | 1.2066 | 1.1665 | 1.2047 | 1.2014 | 1.1637 | 1.2018 | 1.1994 | 1.1595 | 1.1981 | 1.1963 | 1.156 | 1.1952 | 1.1947 | 1.4144 | 1.3761 | 1.2882 | 0.27084 | 0.27018 | 0.26984 | 1.3807 | 1.3813 | 1.3189 | 1.3271 | 1.2258 | 1.2513 | 1.1841 | 1.2187 | 1.1684 | 1.206 | 1.1498 | 1.1921 | 1.0975 | 1.1645 | 1.0996 | 1.1667 | 0.19658 | 1.1236 | 1.1618 | 1.1618 | 0.99259 | 0.22136 | 0.91612 | 1.5085 | 1.6514 | 1.7081 | 1.3118 | 1.7428 | 1.638 | 87.36 | 500 | 1.2413 | 2.5202 | 9.5072e-05 | 2MW | H100
2MW ¦ Text_H100_Deepspeedds_z1 | 1.0289 | 1.1347 | 0.25423 | 1.4743 | 0.25721 | 0.97826 | 1.0691 | 1.1012 | 1.1272 | 1.1488 | 1.1825 | 1.2286 | 1.2598 | 0.39253 | 0.38152 | -0.80481 | -0.61248 | 1.0474 | 1.0656 | 1.1691 | 1.2942 | 1.5137 | 1.2251 | 1.4214 | 1.8139 | 2.2064 | 1.1347 | 1.3769 | 1.4392 | 1.4456 | 1.4562 | 1.4626 | 83.8533 | 0.14021 | 75.2956 | 0.08024 | 64.1067 | 0.044915 | 42.38 | 0.018143 | 0 | 0 | 1.4591 | 1.4519 | 1.447 | 1.4304 | 1.34 | 0.23298 | 1.2618 | 1.4709 | 1.4709 | 1.445 | 1.4409 | 1.4411 | 1.4103 | 1.3539 | 1.3571 | 1.2912 | 1.2291 | 1.247 | 1.2155 | 1.088 | 1.1483 | 1.1395 | 1.0756 | 1.1384 | 1.1301 | 1.055 | 1.1228 | 1.1186 | 1.0467 | 1.1155 | 1.1131 | 1.0474 | 1.116 | 1.1143 | 1.0369 | 1.1074 | 1.1061 | 1.4581 | 1.3961 | 1.1877 | 0.26527 | 0.26517 | 0.26417 | 1.3783 | 1.3822 | 1.2768 | 1.2971 | 1.1396 | 1.1924 | 1.0762 | 1.1404 | 1.0579 | 1.1253 | 1.0165 | 1.0938 | 0.9718 | 1.0696 | 1.1809 | 1.2201 | 0.19037 | 1.1849 | 1.2102 | 1.2102 | 1.0758 | 0.39678 | 1.0582 | 1.5213 | 1.5169 | 1.6235 | 1.3003 | 1.6916 | 1.5919 | 73.1756 | 1312 | 1.433 | 2.8026 | 5.075e-05 | 2MW | H100
2MW ¦ Text_H100_Deepspeedds_z2 | 1.0739 | 1.2186 | 0.25979 | 1.3964 | 0.26848 | 1.041 | 1.0988 | 1.1178 | 1.1328 | 1.1448 | 1.1628 | 1.1859 | 1.2004 | 0.31025 | 0.2889 | -1.6245 | 1.3589 | 1.0851 | 1.0961 | 1.1601 | 1.2403 | 1.3868 | 1.229 | 1.3842 | 1.6944 | 2.0047 | 1.2186 | 1.2638 | 1.2953 | 1.3135 | 1.3431 | 1.3718 | 89.6067 | 0.14848 | 84.5578 | 0.083191 | 74.6022 | 0.043415 | 57.3844 | 0.0086856 | 0 | 0 | 1.3555 | 1.3318 | 1.3178 | 1.2938 | 1.268 | 0.1481 | 1.222 | 1.3899 | 1.3899 | 1.3126 | 1.3579 | 1.3581 | 1.3015 | 1.3084 | 1.3088 | 1.2672 | 1.2412 | 1.2476 | 1.218 | 1.1128 | 1.1528 | 1.1442 | 1.1042 | 1.1442 | 1.1393 | 1.0846 | 1.1277 | 1.1249 | 1.0874 | 1.129 | 1.127 | 1.084 | 1.1268 | 1.1249 | 1.0766 | 1.1201 | 1.1195 | 1.3717 | 1.3243 | 1.2347 | 0.26876 | 0.26824 | 0.26778 | 1.3228 | 1.3238 | 1.2685 | 1.2769 | 1.1617 | 1.1923 | 1.1074 | 1.148 | 1.0928 | 1.1356 | 1.07 | 1.1162 | 1.0217 | 1.0906 | 1.0442 | 1.1366 | 0.19962 | 1.0746 | 1.1284 | 1.1285 | 0.96489 | 0.22437 | 0.86307 | 1.4408 | 1.4997 | 1.561 | 1.1672 | 1.6399 | 1.4682 | 84.7 | 580 | 1.3003 | 2.1235 | 6.0812e-05 | 2MW | H100
2MW ¦ Text_H100_Lamma_1B | 0.69104 | 0.70176 | 0.25212 | 1.1725 | 0.17276 | 0.64723 | 0.73069 | 0.76554 | 0.79567 | 0.82158 | 0.86314 | 0.91906 | 0.95453 | 0.3294 | 0.47667 | -0.010926 | -1.5394 | 0.7104 | 0.72924 | 0.8334 | 0.95476 | 1.16 | 0.85574 | 1.0204 | 1.3498 | 1.6792 | 0.70176 | 1.0672 | 1.111 | 1.1214 | 1.1378 | 1.1536 | 65.24 | 0.063836 | 42.3733 | 0.024471 | 29.4489 | 0.0070087 | 0 | 0 | 0 | 0 | 1.1454 | 1.1315 | 1.1238 | 1.1054 | 0.98902 | 0.23263 | 0.92368 | 1.1703 | 1.1703 | 1.1209 | 1.1446 | 1.1447 | 1.1073 | 0.7413 | 0.81296 | 0.78842 | 0.73078 | 0.80203 | 0.78496 | 0.72557 | 0.79655 | 0.78176 | 0.71654 | 0.78786 | 0.77972 | 0.71177 | 0.78215 | 0.77804 | 0.70894 | 0.7793 | 0.77681 | 0.70522 | 0.77709 | 0.77557 | 0.69024 | 0.76504 | 0.76473 | 1.156 | 1.1228 | 0.28759 | 0.25971 | 0.25938 | 0.25873 | 1.0004 | 1.0337 | 0.82216 | 0.88697 | 0.7448 | 0.81374 | 0.71831 | 0.78821 | 0.70663 | 0.78035 | 0.69015 | 0.76725 | 0.65753 | 0.74792 | 0.86267 | 0.92037 | 0.16181 | 0.87544 | 0.91343 | 0.91444 | 0.78025 | 0.30221 | 0.6065 | 1.1304 | 0.81024 | 0.89758 | 0.6604 | 1.1969 | 0.85845 | 50.7711 | 1468 | 1.6967 | 2.09 | 5.2892e-06 | 2MW | H100
2MW ¦ Text_H100_Lamma_3B | 0.91685 | 1.1352 | 0.25419 | 1.3174 | 0.22921 | 0.86752 | 0.95638 | 0.98781 | 1.0129 | 1.0333 | 1.0642 | 1.1034 | 1.1276 | 0.36762 | 0.40096 | -0.78692 | -0.93539 | 0.9351 | 0.95299 | 1.054 | 1.1752 | 1.3863 | 1.1007 | 1.2845 | 1.6521 | 2.0197 | 1.1352 | 1.2197 | 1.2442 | 1.2565 | 1.2763 | 1.2951 | 78.9311 | 0.11484 | 71.0578 | 0.058569 | 54.1289 | 0.028049 | 37.2756 | 0.0029708 | 0 | 0 | 1.2847 | 1.2687 | 1.2594 | 1.2425 | 1.2182 | 0.21685 | 1.1337 | 1.3142 | 1.3142 | 1.2561 | 1.2849 | 1.285 | 1.2485 | 1.1999 | 1.204 | 1.1823 | 1.0139 | 1.069 | 1.0516 | 0.98549 | 1.0404 | 1.0318 | 0.96062 | 1.0224 | 1.0134 | 0.95138 | 1.0134 | 1.0088 | 0.94011 | 1.0046 | 1.0038 | 0.94088 | 1.0051 | 1.0026 | 0.93394 | 1 | 0.9994 | 1.2981 | 1.2624 | 0.96242 | 0.26626 | 0.26592 | 0.2648 | 1.2472 | 1.2507 | 1.1167 | 1.1537 | 1.0013 | 1.0565 | 0.96281 | 1.0245 | 0.9419 | 1.0092 | 0.92255 | 0.99493 | 0.86902 | 0.96502 | 0.99294 | 1.0632 | 0.18285 | 1.0005 | 1.0533 | 1.0534 | 0.87262 | 0.22557 | 0.75255 | 1.3839 | 1.2078 | 1.3013 | 0.98083 | 1.4843 | 1.2412 | 72.2444 | 872 | 1.4368 | 2.2307 | 2.5e-05 | 2MW | H100
2MW ¦ Text_H100_SeqLength_1024 | 1.1028 | 1.2459 | 0.25894 | 1.4045 | 0.2757 | 1.0711 | 1.1266 | 1.1448 | 1.159 | 1.1704 | 1.1876 | 1.2094 | 1.2232 | 0.30724 | 0.2786 | -1.7295 | 1.7529 | 1.1135 | 1.124 | 1.1853 | 1.2624 | 1.4041 | 1.2564 | 1.41 | 1.7173 | 2.0245 | 1.2459 | 1.2848 | 1.3141 | 1.3298 | 1.3553 | 1.3842 | 90.4867 | 0.15522 | 85.7267 | 0.089101 | 76.3467 | 0.048308 | 64.7422 | 0.012164 | 0 | 0 | 1.3688 | 1.3456 | 1.3336 | 1.3123 | 1.2894 | 0.14304 | 1.2458 | 1.4027 | 1.4027 | 1.3293 | 1.377 | 1.3771 | 1.3203 | 1.3227 | 1.323 | 1.2889 | 1.258 | 1.2615 | 1.2429 | 1.1399 | 1.1768 | 1.1699 | 1.1369 | 1.174 | 1.1648 | 1.1141 | 1.1544 | 1.1526 | 1.1181 | 1.1577 | 1.1544 | 1.114 | 1.1547 | 1.152 | 1.1062 | 1.148 | 1.1476 | 1.3893 | 1.3466 | 1.266 | 0.27011 | 0.26959 | 0.26918 | 1.3365 | 1.3373 | 1.2851 | 1.2927 | 1.185 | 1.2142 | 1.1348 | 1.1716 | 1.1226 | 1.1614 | 1.0989 | 1.1452 | 1.0501 | 1.1178 | 1.0592 | 1.1456 | 0.16622 | 1.0861 | 1.136 | 1.1383 | 0.95477 | 0.2147 | 0.86032 | 1.4638 | 1.5489 | 1.6079 | 1.2126 | 1.6744 | 1.5224 | 85.7133 | 568 | 1.2736 | 2.1662 | 7.1446e-05 | 2MW | H100
2MW ¦ Text_H100_SeqLength_4096 | 1.1002 | 1.2458 | 0.26093 | 1.4021 | 0.27505 | 1.0678 | 1.1246 | 1.1432 | 1.1577 | 1.1693 | 1.1867 | 1.2089 | 1.2229 | 0.31038 | 0.28211 | -1.708 | 1.6576 | 1.1111 | 1.1219 | 1.1845 | 1.2633 | 1.4075 | 1.2554 | 1.4106 | 1.721 | 2.0314 | 1.2458 | 1.2849 | 1.3142 | 1.3299 | 1.355 | 1.3823 | 90.22 | 0.15474 | 85.56 | 0.088814 | 76.2267 | 0.048184 | 64.4689 | 0.01216 | 0 | 0 | 1.3673 | 1.3456 | 1.3337 | 1.3125 | 1.2896 | 0.14507 | 1.2453 | 1.3995 | 1.3995 | 1.3294 | 1.3749 | 1.375 | 1.3202 | 1.3284 | 1.3287 | 1.2876 | 1.2571 | 1.261 | 1.2426 | 1.1333 | 1.1719 | 1.1663 | 1.1297 | 1.1675 | 1.1607 | 1.1072 | 1.1492 | 1.1473 | 1.1105 | 1.1514 | 1.1496 | 1.1073 | 1.1487 | 1.1477 | 1.1036 | 1.1458 | 1.1453 | 1.3893 | 1.3428 | 1.2645 | 0.26931 | 0.26912 | 0.26841 | 1.3361 | 1.3375 | 1.2849 | 1.2928 | 1.1816 | 1.212 | 1.1288 | 1.1677 | 1.1141 | 1.1559 | 1.0938 | 1.1405 | 1.0448 | 1.114 | 1.0597 | 1.1411 | 0.18958 | 1.0907 | 1.1336 | 1.1339 | 0.91822 | 0.21626 | 0.85558 | 1.4657 | 1.5426 | 1.6028 | 1.2114 | 1.673 | 1.5203 | 85.56 | 552 | 1.2744 | 2.2411 | 7.0402e-05 | 2MW | H100
2MW ¦ Image_B200_BatchSize_128 | 0.65184 | 0.44431 | 0.40032 | 1.2119 | 0.16296 | 0.61616 | 0.68982 | 0.72825 | 0.76539 | 0.8 | 0.85945 | 0.94216 | 0.99309 | 0.32474 | 0.49819 | 0.84203 | -1.1053 | 0.67175 | 0.6911 | 0.79737 | 0.92016 | 1.1263 | 0.8142 | 0.97657 | 1.3013 | 1.626 | 0.44431 | 1.0117 | 1.1906 | 1.1967 | 1.2025 | 1.2087 | 38.7133 | 0.050047 | 30.1956 | 0.024599 | 25.2844 | 0.01072 | 2.0533 | 1.6047e-05 | 0 | 0 | 1.2053 | 1.2002 | 1.197 | 1.1714 | 0.89593 | 0.26791 | 0.91975 | 1.2111 | 1.2111 | 1.1966 | 1.2048 | 1.2048 | 1.1933 | 0.95886 | 0.99786 | 0.99171 | 0.69876 | 0.7673 | 0.76543 | 0.69107 | 0.76603 | 0.76297 | 0.68413 | 0.76161 | 0.75892 | 0.66359 | 0.74078 | 0.73946 | 0.66325 | 0.74118 | 0.73283 | 0.65814 | 0.73495 | 0.73429 | 0.654 | 0.73027 | 0.73018 | 1.2086 | 1.2024 | 0.49529 | 0.40484 | 0.40479 | 0.40465 | 1.1594 | 1.1699 | 0.93723 | 0.99406 | 0.7503 | 0.82852 | 0.69036 | 0.76939 | 0.67384 | 0.75197 | 0.65513 | 0.73452 | 0.62334 | 0.71457 | 0.79231 | 0.81158 | 0.11376 | 0.77468 | 0.80821 | 0.81004 | 0.70353 | 0.12439 | 0.6144 | 1.091 | 0.78996 | 0.88256 | 0.577 | 1.1244 | 0.8715 | 30.1867 | 632 | 1.8592 | 1.5164 | 4.1919e-06 | 2MW | B200
2MW ¦ Image_B200_BatchSize_256 | 0.64912 | 0.43602 | 0.40261 | 1.3949 | 0.16228 | 0.60822 | 0.69482 | 0.74285 | 0.79054 | 0.83574 | 0.91428 | 1.0242 | 1.0922 | 0.3612 | 0.55644 | 1.1916 | -0.32347 | 0.67378 | 0.69756 | 0.82601 | 0.97119 | 1.2104 | 0.82972 | 1.0103 | 1.3715 | 1.7327 | 0.43602 | 0.82819 | 1.3583 | 1.3648 | 1.3705 | 1.3779 | 38.9667 | 0.0496 | 25.5711 | 0.027874 | 21.5467 | 0.016098 | 17.5622 | 0.0063194 | 0 | 0 | 1.3734 | 1.3684 | 1.3651 | 1.2457 | 0.89091 | 0.31015 | 0.95928 | 1.3815 | 1.3815 | 1.3646 | 1.3767 | 1.3767 | 1.3594 | 0.94729 | 1.0156 | 1.0092 | 0.69043 | 0.77984 | 0.77537 | 0.6834 | 0.77612 | 0.77364 | 0.67741 | 0.77316 | 0.77158 | 0.65702 | 0.75026 | 0.74968 | 0.66131 | 0.75657 | 0.75494 | 0.65773 | 0.7531 | 0.74905 | 0.65059 | 0.74446 | 0.74442 | 1.3798 | 1.371 | 0.49769 | 0.40455 | 0.40446 | 0.40424 | 1.2657 | 1.2902 | 0.96438 | 1.0491 | 0.75147 | 0.85198 | 0.68581 | 0.78452 | 0.66862 | 0.76564 | 0.64885 | 0.74559 | 0.61808 | 0.72647 | 0.96041 | 0.99232 | 0.17304 | 0.93311 | 0.99052 | 0.99115 | 0.84547 | 0.15442 | 0.81006 | 1.1562 | 0.90549 | 1.0362 | 0.71344 | 1.2231 | 1.0138 | 23.8711 | 644 | 2.149 | 1.9144 | 4.5578e-06 | 2MW | B200
2MW ¦ Image_B200_BatchSize_512 | 0.65202 | 0.45602 | 0.40186 | 1.5094 | 0.16301 | 0.60928 | 0.70097 | 0.75361 | 0.80684 | 0.85799 | 0.94808 | 1.0761 | 1.1562 | 0.37788 | 0.57954 | 1.3921 | 0.29026 | 0.67885 | 0.70465 | 0.84304 | 0.99815 | 1.252 | 0.84096 | 1.0299 | 1.4078 | 1.7857 | 0.45602 | 0.70686 | 1.4652 | 1.4848 | 1.4948 | 1.5038 | 44.7 | 0.049761 | 23.28 | 0.02898 | 19.6067 | 0.018261 | 15.9911 | 0.0093665 | 0.29778 | 2.1001e-06 | 1.4988 | 1.4912 | 1.4845 | 1.2604 | 0.89608 | 0.32991 | 0.98194 | 1.5075 | 1.5075 | 1.4847 | 1.4987 | 1.4987 | 1.464 | 0.94058 | 1.0261 | 1.0171 | 0.68443 | 0.78562 | 0.78175 | 0.67963 | 0.78243 | 0.78078 | 0.67734 | 0.78071 | 0.77867 | 0.66741 | 0.77257 | 0.75653 | 0.66183 | 0.76357 | 0.76249 | 0.65768 | 0.75975 | 0.75736 | 0.6539 | 0.75559 | 0.75507 | 1.4986 | 1.4887 | 0.51336 | 0.40456 | 0.40449 | 0.40445 | 1.3218 | 1.3605 | 0.97506 | 1.0752 | 0.75254 | 0.86417 | 0.68521 | 0.79011 | 0.66882 | 0.77168 | 0.65238 | 0.75584 | 0.62193 | 0.73705 | 1.0803 | 1.1076 | 0.14876 | 1.0609 | 1.1051 | 1.1051 | 0.95025 | 0.18051 | 0.98561 | 1.1904 | 0.98419 | 1.1375 | 0.8141 | 1.2937 | 1.1189 | 20.5644 | 656 | 2.315 | 2.2058 | 5.0646e-06 | 2MW | B200
2MW ¦ Image_B200_ImageSize_64 | 1.0173 | 1.2468 | 0.4055 | 1.5695 | 0.25432 | 0.94251 | 1.0845 | 1.142 | 1.1899 | 1.2292 | 1.2879 | 1.3576 | 1.3963 | 0.51896 | 0.51014 | -0.12622 | -1.8973 | 1.0499 | 1.0815 | 1.2544 | 1.4533 | 1.7859 | 1.2768 | 1.5363 | 2.0552 | 2.5742 | 1.2468 | 1.528 | 1.5362 | 1.5398 | 1.5454 | 1.5506 | 65.8333 | 0.13597 | 54.8956 | 0.092487 | 52.6889 | 0.065609 | 50.4756 | 0.039819 | 46.0556 | 0.003249 | 1.5476 | 1.5432 | 1.5405 | 1.5354 | 1.5183 | 0.35611 | 1.3734 | 1.5546 | 1.5546 | 1.5397 | 1.5489 | 1.5489 | 1.5386 | 1.539 | 1.5391 | 1.5325 | 1.4864 | 1.4929 | 1.4751 | 1.1539 | 1.2523 | 1.2479 | 1.0812 | 1.1966 | 1.1849 | 1.0606 | 1.1789 | 1.1738 | 1.0332 | 1.155 | 1.1544 | 1.0354 | 1.1579 | 1.1554 | 1.0255 | 1.149 | 1.1484 | 1.5523 | 1.5453 | 1.5306 | 0.41413 | 0.4138 | 0.41374 | 1.5455 | 1.5456 | 1.4913 | 1.5061 | 1.2436 | 1.3261 | 1.1027 | 1.2146 | 1.0605 | 1.1803 | 1.0215 | 1.1479 | 0.97203 | 1.1185 | 1.126 | 1.164 | 0.18985 | 1.0966 | 1.1549 | 1.1573 | 0.97495 | 0.11405 | 1.0414 | 1.7246 | 1.5967 | 1.7924 | 1.2859 | 1.705 | 1.7585 | 52.9178 | 400 | 1.5429 | 2.0712 | 5.2934e-05 | 2MW | B200
2MW ¦ Image_B200_ImageSize_128 | 1.3126 | 1.4409 | 0.41562 | 1.5049 | 0.32815 | 1.2843 | 1.3342 | 1.3508 | 1.3637 | 1.3738 | 1.3886 | 1.4059 | 1.4157 | 0.31885 | 0.24292 | -2.1251 | 2.836 | 1.3222 | 1.3318 | 1.3879 | 1.4593 | 1.5926 | 1.472 | 1.6314 | 1.9503 | 2.2692 | 1.4409 | 1.4571 | 1.4728 | 1.4815 | 1.4918 | 1.4989 | 91.32 | 0.20471 | 88.3 | 0.13723 | 85.3067 | 0.093794 | 84.24 | 0.051461 | 0.055556 | 2.6399e-07 | 1.4952 | 1.488 | 1.4824 | 1.4715 | 1.4601 | 0.12322 | 1.4358 | 1.5026 | 1.5026 | 1.4788 | 1.4676 | 1.4677 | 1.4568 | 1.4591 | 1.4592 | 1.4531 | 1.458 | 1.4582 | 1.4525 | 1.454 | 1.4542 | 1.4506 | 1.4454 | 1.4461 | 1.4285 | 1.3765 | 1.3976 | 1.3934 | 1.3519 | 1.3802 | 1.3768 | 1.3283 | 1.3629 | 1.3623 | 1.3249 | 1.3599 | 1.3597 | 1.4806 | 1.4388 | 1.4184 | 1.406 | 0.98631 | 0.42216 | 1.4627 | 1.4629 | 1.4597 | 1.4599 | 1.4536 | 1.4543 | 1.4139 | 1.425 | 1.377 | 1.3985 | 1.3236 | 1.3615 | 1.2545 | 1.3239 | 1.0564 | 1.0893 | 0.15643 | 0.99736 | 1.0749 | 1.0828 | 0.90169 | 0.089085 | 0.93419 | 1.6789 | 1.9753 | 2.0328 | 1.4269 | 1.879 | 2.0012 | 86.0489 | 304 | 1.1465 | 1.4001 | 0.00021199 | 2MW | B200
2MW ¦ Image_B200_ModelSize_256 | 0.73378 | 0.41234 | 0.40232 | 1.5493 | 0.18344 | 0.67093 | 0.80211 | 0.87065 | 0.93497 | 0.99258 | 1.0859 | 1.2051 | 1.2743 | 0.46862 | 0.63864 | 0.96609 | -0.9454 | 0.77028 | 0.80513 | 0.98875 | 1.1903 | 1.515 | 0.96808 | 1.2024 | 1.671 | 2.1396 | 0.41234 | 1.2724 | 1.5257 | 1.5316 | 1.539 | 1.5452 | 43.9444 | 0.070926 | 29.54 | 0.046975 | 27.6756 | 0.032675 | 25.6556 | 0.019348 | 20.8289 | 0.0012896 | 1.5416 | 1.5364 | 1.5324 | 1.5086 | 1.0598 | 0.39451 | 1.1283 | 1.5477 | 1.5477 | 1.5316 | 1.5425 | 1.5426 | 1.5297 | 1.5311 | 1.5311 | 1.4932 | 1.1284 | 1.2179 | 1.2099 | 0.88188 | 1.0184 | 1.0133 | 0.77091 | 0.90811 | 0.9067 | 0.76846 | 0.90681 | 0.90498 | 0.7637 | 0.90402 | 0.89042 | 0.74497 | 0.88151 | 0.88113 | 0.73781 | 0.87589 | 0.87282 | 1.5458 | 1.5368 | 1.5001 | 0.40612 | 0.40598 | 0.40594 | 1.5339 | 1.535 | 1.3733 | 1.4198 | 0.99079 | 1.1195 | 0.82267 | 0.96335 | 0.78011 | 0.9204 | 0.74004 | 0.87994 | 0.70095 | 0.85336 | 1.1258 | 1.147 | 0.16085 | 1.1004 | 1.1408 | 1.1438 | 0.98237 | 0.094192 | 1.0378 | 1.4267 | 1.1368 | 1.3489 | 0.9802 | 1.4336 | 1.3335 | 27.96 | 324 | 2.1114 | 1.9042 | 9.4953e-06 | 2MW | B200
2MW ¦ Image_B200_ModelSize_512 | 0.75986 | 0.41043 | 0.40355 | 1.8138 | 0.18997 | 0.67404 | 0.85646 | 0.95381 | 1.0438 | 1.1224 | 1.2453 | 1.3954 | 1.4798 | 0.57651 | 0.75871 | 1.1351 | -0.65799 | 0.8127 | 0.86231 | 1.1145 | 1.3809 | 1.799 | 1.0481 | 1.3364 | 1.9129 | 2.4894 | 0.41043 | 1.15 | 1.7739 | 1.7822 | 1.7923 | 1.8023 | 31.8378 | 0.080179 | 25.9822 | 0.059656 | 25.4 | 0.046814 | 24.8356 | 0.034253 | 24 | 0.015949 | 1.7968 | 1.7886 | 1.7833 | 1.7479 | 1.1126 | 0.49685 | 1.2567 | 1.812 | 1.812 | 1.7809 | 1.7957 | 1.7957 | 1.777 | 1.7838 | 1.7839 | 1.7745 | 1.7774 | 1.7774 | 1.7704 | 1.0692 | 1.2502 | 1.2487 | 0.87788 | 1.0812 | 1.0634 | 0.87605 | 1.0792 | 1.0509 | 0.84692 | 1.0461 | 1.0392 | 0.80324 | 1.0008 | 1.0006 | 0.77017 | 0.9653 | 0.96529 | 1.7927 | 1.7805 | 1.7641 | 0.40944 | 0.40433 | 0.4041 | 1.7906 | 1.7906 | 1.7686 | 1.7734 | 1.4444 | 1.5507 | 1.0277 | 1.2194 | 0.89661 | 1.0975 | 0.79761 | 0.99924 | 0.74618 | 0.95841 | 1.3778 | 1.4103 | 0.25303 | 1.3273 | 1.3994 | 1.41 | 1.1389 | 0.055452 | 1.4444 | 1.6775 | 1.3782 | 1.73 | 1.3142 | 1.6427 | 1.6999 | 25.1356 | 132 | 2.387 | 1.7095 | 1.4174e-05 | 2MW | B200
2MW ¦ Text_B200_BatchSize2 | 0.78157 | 0.82263 | 0.40656 | 0.88893 | 0.19539 | 0.77602 | 0.7863 | 0.79035 | 0.79382 | 0.7968 | 0.80162 | 0.80817 | 0.81236 | 0.11751 | 0.15035 | -2.4102 | 4.3956 | 0.78377 | 0.78597 | 0.79904 | 0.81614 | 0.8493 | 0.84032 | 0.89908 | 1.0166 | 1.1341 | 0.82263 | 0.83565 | 0.84524 | 0.85082 | 0.86029 | 0.87259 | 92.4044 | 0.071889 | 80.9089 | 0.005682 | 0 | 0 | 0 | 0 | 0 | 0 | 0.86628 | 0.85691 | 0.85235 | 0.84497 | 0.83694 | 0.043827 | 0.82539 | 0.88595 | 0.88595 | 0.85068 | 0.87792 | 0.87795 | 0.84789 | 0.85272 | 0.85276 | 0.83877 | 0.84287 | 0.84296 | 0.83558 | 0.83331 | 0.83337 | 0.82655 | 0.81597 | 0.81893 | 0.81677 | 0.80702 | 0.81166 | 0.81042 | 0.80335 | 0.80838 | 0.80792 | 0.80346 | 0.80826 | 0.80791 | 0.77569 | 0.7859 | 0.7857 | 0.88237 | 0.86401 | 0.83282 | 0.8048 | 0.4155 | 0.41525 | 0.86391 | 0.86415 | 0.84841 | 0.84855 | 0.83009 | 0.83152 | 0.81566 | 0.81866 | 0.80816 | 0.81234 | 0.78796 | 0.79758 | 0.74677 | 0.77452 | 0.43512 | 0.48237 | 0.064825 | 0.40385 | 0.46036 | 0.47365 | 0.35729 | 0.038212 | 0.22225 | 0.90918 | 0.69476 | 0.70256 | 0.3439 | 1.0079 | 0.67245 | 88.8667 | 216 | 1.1374 | 0.62878 | 8.3197e-06 | 2MW | B200
2MW ¦ Text_B200_BatchSize16 | 1.3932 | 1.6829 | 0.41056 | 1.8827 | 0.34831 | 1.3357 | 1.4392 | 1.4758 | 1.505 | 1.5287 | 1.5646 | 1.6098 | 1.6377 | 0.48663 | 0.34928 | -1.0538 | -0.4545 | 1.4143 | 1.4351 | 1.5539 | 1.6995 | 1.9585 | 1.6366 | 1.8799 | 2.3665 | 2.8531 | 1.6829 | 1.7513 | 1.7869 | 1.805 | 1.8358 | 1.8632 | 86.8689 | 0.22537 | 80.9978 | 0.16262 | 77.5289 | 0.12299 | 74.0089 | 0.085118 | 57.7244 | 0.034216 | 1.8496 | 1.8239 | 1.8096 | 1.7845 | 1.7539 | 0.26538 | 1.6586 | 1.8802 | 1.8802 | 1.8044 | 1.8557 | 1.8558 | 1.7918 | 1.7906 | 1.791 | 1.7383 | 1.5504 | 1.603 | 1.5799 | 1.5295 | 1.5837 | 1.5648 | 1.4894 | 1.5495 | 1.5374 | 1.4791 | 1.5402 | 1.5332 | 1.4717 | 1.533 | 1.5303 | 1.4704 | 1.5314 | 1.5301 | 1.4672 | 1.5284 | 1.5275 | 1.8683 | 1.8177 | 1.7028 | 0.44635 | 0.44563 | 0.44354 | 1.8013 | 1.8041 | 1.677 | 1.705 | 1.5509 | 1.6026 | 1.5007 | 1.5593 | 1.4839 | 1.5442 | 1.4553 | 1.5238 | 1.3773 | 1.4808 | 1.3765 | 1.4721 | 0.23807 | 1.4131 | 1.4407 | 1.4479 | 1.2692 | 0.28993 | 1.5639 | 1.9912 | 2.623 | 2.7784 | 2.0314 | 2.164 | 2.6637 | 75.4422 | 800 | 1.3513 | 3.0949 | 0.00037911 | 2MW | B200
2MW ¦ Text_B200_BatchSize32 | 1.5345 | 1.766 | 0.41814 | 1.9612 | 0.38362 | 1.489 | 1.5702 | 1.5984 | 1.6211 | 1.6395 | 1.6677 | 1.7041 | 1.7273 | 0.44765 | 0.29173 | -1.4322 | 0.70044 | 1.5507 | 1.5668 | 1.6599 | 1.7766 | 1.9894 | 1.7583 | 1.9821 | 2.4298 | 2.8774 | 1.766 | 1.8356 | 1.8682 | 1.8847 | 1.9137 | 1.9438 | 92.2911 | 0.25956 | 87.6356 | 0.19212 | 84.4622 | 0.1491 | 80.8111 | 0.10779 | 70.5889 | 0.049578 | 1.9265 | 1.9025 | 1.889 | 1.8665 | 1.836 | 0.22464 | 1.7591 | 1.9578 | 1.9578 | 1.8837 | 1.9303 | 1.9304 | 1.87 | 1.8562 | 1.8577 | 1.8063 | 1.629 | 1.6816 | 1.6486 | 1.5987 | 1.6511 | 1.6354 | 1.5825 | 1.6353 | 1.6217 | 1.557 | 1.6155 | 1.6095 | 1.5458 | 1.6085 | 1.6049 | 1.544 | 1.6045 | 1.6032 | 1.5364 | 1.6007 | 1.6002 | 1.9443 | 1.9019 | 1.6877 | 0.44911 | 0.4484 | 0.44492 | 1.8826 | 1.887 | 1.7466 | 1.7761 | 1.6277 | 1.6755 | 1.5787 | 1.6328 | 1.5582 | 1.6161 | 1.5306 | 1.5981 | 1.4611 | 1.5609 | 1.4353 | 1.5431 | 0.27708 | 1.4725 | 1.5175 | 1.5183 | 1.2739 | 0.37121 | 1.7418 | 2.0647 | 3.0095 | 3.1349 | 2.2942 | 2.3161 | 3.0126 | 81.3444 | 808 | 1.2781 | 3.4897 | 0.00066014 | 2MW | B200
2MW ¦ Text_B200_Deepspeedds_z1 | 1.3283 | 1.5542 | 0.40753 | 2 | 0.33207 | 1.2589 | 1.385 | 1.431 | 1.4682 | 1.4987 | 1.5455 | 1.6066 | 1.6462 | 0.53235 | 0.40078 | -0.70522 | -1.0313 | 1.3547 | 1.3806 | 1.5268 | 1.7023 | 2.0078 | 1.5944 | 1.8606 | 2.393 | 2.9253 | 1.5542 | 1.7569 | 1.8659 | 1.9161 | 1.9593 | 1.9834 | 81.9667 | 0.2102 | 76.0467 | 0.15123 | 72.9911 | 0.11397 | 69.2689 | 0.078274 | 52.8022 | 0.032845 | 1.9705 | 1.9431 | 1.9171 | 1.8497 | 1.761 | 0.31774 | 1.646 | 1.991 | 1.991 | 1.9117 | 1.8774 | 1.8779 | 1.8133 | 1.764 | 1.7707 | 1.7219 | 1.5622 | 1.6211 | 1.5745 | 1.4874 | 1.5518 | 1.5342 | 1.4701 | 1.538 | 1.5231 | 1.4466 | 1.518 | 1.5129 | 1.4443 | 1.5143 | 1.5102 | 1.4362 | 1.5073 | 1.506 | 1.4322 | 1.5045 | 1.5033 | 1.9489 | 1.8442 | 1.4477 | 0.4411 | 0.44094 | 0.44036 | 1.831 | 1.8364 | 1.6709 | 1.7088 | 1.533 | 1.5965 | 1.4725 | 1.5431 | 1.4519 | 1.5238 | 1.4186 | 1.4991 | 1.3287 | 1.4499 | 1.4992 | 1.5925 | 0.32319 | 1.5252 | 1.5597 | 1.5687 | 1.3595 | 0.40709 | 1.8014 | 2.0045 | 2.6565 | 2.862 | 2.1453 | 2.1806 | 2.7419 | 70.1844 | 968 | 1.5057 | 3.7499 | 0.00030464 | 2MW | B200
2MW ¦ Text_B200_Deepspeedds_z2 | 1.3723 | 1.6593 | 0.41212 | 1.887 | 0.34307 | 1.3138 | 1.4192 | 1.4565 | 1.4865 | 1.5108 | 1.5475 | 1.5938 | 1.6223 | 0.48824 | 0.35579 | -1.0077 | -0.56314 | 1.3938 | 1.415 | 1.5362 | 1.6842 | 1.9468 | 1.6164 | 1.8605 | 2.3487 | 2.837 | 1.6593 | 1.7387 | 1.7737 | 1.7938 | 1.8248 | 1.8631 | 85.42 | 0.22031 | 80.1156 | 0.15817 | 76.6311 | 0.11898 | 72.8467 | 0.081594 | 56.58 | 0.0317 | 1.8392 | 1.8134 | 1.7983 | 1.7723 | 1.7398 | 0.2691 | 1.6414 | 1.8803 | 1.8803 | 1.7929 | 1.8526 | 1.8528 | 1.7806 | 1.7803 | 1.7808 | 1.7223 | 1.516 | 1.5757 | 1.554 | 1.4988 | 1.5565 | 1.5402 | 1.4497 | 1.5156 | 1.5109 | 1.4462 | 1.5118 | 1.5093 | 1.4443 | 1.5108 | 1.5077 | 1.4395 | 1.5061 | 1.5039 | 1.4325 | 1.4991 | 1.4983 | 1.8666 | 1.8114 | 1.6747 | 0.44355 | 0.44297 | 0.44262 | 1.7873 | 1.7937 | 1.6537 | 1.6867 | 1.5184 | 1.5772 | 1.4693 | 1.532 | 1.4537 | 1.5183 | 1.4214 | 1.4948 | 1.3478 | 1.4547 | 1.3605 | 1.4748 | 0.23829 | 1.3919 | 1.4448 | 1.4457 | 1.2118 | 0.2956 | 1.517 | 1.9748 | 2.5894 | 2.7484 | 1.9817 | 2.1368 | 2.6127 | 74.5778 | 812 | 1.3751 | 3.0402 | 0.00034036 | 2MW | B200
2MW ¦ Text_B200_Lamma_1B | 0.82231 | 0.81044 | 0.40789 | 1.3127 | 0.20558 | 0.78808 | 0.85477 | 0.88475 | 0.91193 | 0.93628 | 0.97717 | 1.0352 | 1.0733 | 0.32647 | 0.39702 | 0.051393 | -1.5738 | 0.83836 | 0.8541 | 0.94306 | 1.05 | 1.2365 | 0.98555 | 1.1488 | 1.4753 | 1.8017 | 0.81044 | 1.1589 | 1.2545 | 1.2675 | 1.2847 | 1.2993 | 72.5978 | 0.085859 | 50.6489 | 0.040105 | 39.3844 | 0.017574 | 22.1244 | 0.0027974 | 0 | 0 | 1.2914 | 1.2781 | 1.2695 | 1.2426 | 1.1208 | 0.23316 | 1.0555 | 1.3081 | 1.3081 | 1.2668 | 1.2862 | 1.2862 | 1.2435 | 0.90417 | 0.96411 | 0.9436 | 0.89229 | 0.9526 | 0.93764 | 0.84956 | 0.91001 | 0.90557 | 0.84464 | 0.90555 | 0.90243 | 0.83498 | 0.89726 | 0.89442 | 0.83481 | 0.89664 | 0.89306 | 0.82918 | 0.89127 | 0.89072 | 0.82418 | 0.88722 | 0.88581 | 1.2985 | 1.2451 | 0.42052 | 0.41545 | 0.41537 | 0.41511 | 1.1037 | 1.1407 | 0.94465 | 0.99855 | 0.86979 | 0.92975 | 0.84481 | 0.90633 | 0.83564 | 0.8979 | 0.82021 | 0.88551 | 0.78325 | 0.86396 | 0.85262 | 0.90483 | 0.15658 | 0.85323 | 0.89746 | 0.89762 | 0.75827 | 0.33033 | 0.69452 | 1.236 | 1.0795 | 1.1614 | 0.75436 | 1.3111 | 1.1214 | 48.12 | 1596 | 1.5964 | 2.3248 | 1.3921e-05 | 2MW | B200
2MW ¦ Text_B200_Lamma_3B | 1.0446 | 1.1821 | 0.40919 | 1.6056 | 0.26116 | 0.98876 | 1.0939 | 1.1361 | 1.172 | 1.2022 | 1.2496 | 1.3113 | 1.3494 | 0.44675 | 0.42767 | -0.31271 | -1.5636 | 1.0682 | 1.0913 | 1.2208 | 1.3746 | 1.6395 | 1.268 | 1.4914 | 1.9381 | 2.3849 | 1.1821 | 1.4879 | 1.5238 | 1.5376 | 1.5633 | 1.5852 | 74.4244 | 0.14073 | 66.1222 | 0.088112 | 56.3356 | 0.057358 | 48.3089 | 0.030672 | 20.0844 | 0.0013364 | 1.5741 | 1.5534 | 1.5419 | 1.5202 | 1.4451 | 0.29409 | 1.3387 | 1.6028 | 1.6028 | 1.5371 | 1.5707 | 1.5708 | 1.5266 | 1.3053 | 1.3343 | 1.3128 | 1.2277 | 1.2888 | 1.2641 | 1.1293 | 1.2072 | 1.1943 | 1.0931 | 1.176 | 1.1672 | 1.0885 | 1.1728 | 1.1661 | 1.0842 | 1.1692 | 1.1651 | 1.076 | 1.1615 | 1.16 | 1.0686 | 1.1552 | 1.1544 | 1.5813 | 1.5471 | 0.91533 | 0.42573 | 0.42556 | 0.42459 | 1.49 | 1.5041 | 1.2771 | 1.3345 | 1.1487 | 1.224 | 1.1029 | 1.1852 | 1.0751 | 1.1656 | 1.0378 | 1.1371 | 0.98201 | 1.0992 | 1.1156 | 1.1965 | 0.2019 | 1.11 | 1.1917 | 1.1962 | 0.98026 | 0.29133 | 1.0584 | 1.622 | 1.6773 | 1.8243 | 1.2674 | 1.6939 | 1.747 | 56.9089 | 1036 | 1.5371 | 2.5441 | 5.8019e-05 | 2MW | B200
2MW ¦ Text_B200_SeqLength_1024 | 1.3928 | 1.6806 | 0.4125 | 1.8798 | 0.34819 | 1.336 | 1.4382 | 1.4745 | 1.5036 | 1.5272 | 1.563 | 1.6083 | 1.6363 | 0.48404 | 0.34754 | -1.0477 | -0.45736 | 1.4136 | 1.4342 | 1.5519 | 1.6962 | 1.953 | 1.6348 | 1.8768 | 2.3609 | 2.8449 | 1.6806 | 1.7511 | 1.7859 | 1.8048 | 1.8379 | 1.8636 | 86.9956 | 0.22511 | 81.1444 | 0.16227 | 77.6667 | 0.12257 | 74.1067 | 0.084647 | 57.6133 | 0.034021 | 1.8503 | 1.8242 | 1.8093 | 1.7839 | 1.753 | 0.26482 | 1.6576 | 1.8776 | 1.8776 | 1.804 | 1.8479 | 1.848 | 1.7918 | 1.7795 | 1.7803 | 1.7361 | 1.5311 | 1.5901 | 1.5595 | 1.5073 | 1.5672 | 1.547 | 1.4635 | 1.5294 | 1.5193 | 1.4596 | 1.5258 | 1.5172 | 1.4523 | 1.5195 | 1.5148 | 1.4463 | 1.5144 | 1.5119 | 1.4402 | 1.5083 | 1.5077 | 1.8651 | 1.8151 | 1.6992 | 0.44447 | 0.44412 | 0.4424 | 1.8066 | 1.8096 | 1.6677 | 1.6986 | 1.5359 | 1.5902 | 1.483 | 1.5461 | 1.4642 | 1.5303 | 1.4297 | 1.5049 | 1.3582 | 1.4654 | 1.3656 | 1.4673 | 0.23982 | 1.4014 | 1.4428 | 1.4494 | 1.2663 | 0.2959 | 1.5625 | 1.9869 | 2.6181 | 2.7717 | 2.0135 | 2.1573 | 2.6611 | 75.46 | 800 | 1.3497 | 3.1259 | 0.00036837 | 2MW | B200
2MW ¦ Text_B200_SeqLength_4096 | 1.394 | 1.6825 | 0.41118 | 1.8821 | 0.34849 | 1.3368 | 1.4397 | 1.4761 | 1.5053 | 1.529 | 1.5648 | 1.61 | 1.6378 | 0.48566 | 0.3484 | -1.0516 | -0.46123 | 1.415 | 1.4356 | 1.554 | 1.699 | 1.957 | 1.6368 | 1.8796 | 2.3653 | 2.8509 | 1.6825 | 1.7519 | 1.7876 | 1.8063 | 1.8372 | 1.8649 | 86.9067 | 0.22543 | 81.0311 | 0.16267 | 77.5089 | 0.12304 | 73.9556 | 0.08518 | 57.6356 | 0.034198 | 1.8494 | 1.825 | 1.8106 | 1.7852 | 1.754 | 0.26488 | 1.6588 | 1.8773 | 1.8773 | 1.8058 | 1.847 | 1.847 | 1.7939 | 1.7806 | 1.7814 | 1.7381 | 1.5366 | 1.593 | 1.5689 | 1.5125 | 1.5696 | 1.5555 | 1.4664 | 1.5321 | 1.5264 | 1.4626 | 1.5287 | 1.5206 | 1.4541 | 1.5206 | 1.5178 | 1.4531 | 1.5193 | 1.5168 | 1.4478 | 1.5152 | 1.5146 | 1.8665 | 1.8262 | 1.6943 | 0.44485 | 0.44446 | 0.44313 | 1.8117 | 1.8146 | 1.6788 | 1.7083 | 1.5396 | 1.594 | 1.4842 | 1.5473 | 1.4676 | 1.5331 | 1.4403 | 1.5131 | 1.3654 | 1.4719 | 1.3675 | 1.4709 | 0.23807 | 1.407 | 1.4379 | 1.4417 | 1.2208 | 0.29363 | 1.5313 | 1.9904 | 2.6235 | 2.7782 | 2.0186 | 2.1599 | 2.6663 | 75.2956 | 812 | 1.3502 | 3.1522 | 0.00037452 | 2MW | B200